Roseworthy_RW131-Roseworthy Piggery - Nutrition Shed_Ground Floor_G10 _ Office / Prep. | RW-RW131-GN-G10 | RW131-GN-G10-Office / Prep. | Roseworthy | RW | RW131 | Roseworthy Piggery - Nutrition Shed | GN | Ground Floor | G10 | 99224 | Commercial - SunPork | 859 | Infrastructure | 21.3 | Office / Prep. | 3 | Specialist Teaching or Research Space Group | 303 | Laboratory - Scientific PC2/PC3/PC4 |  | Adequate | 0.00 | NO
Roseworthy_RW131-Roseworthy Piggery - Nutrition Shed_Ground Floor_G2 _ Surgery/Prep area | RW-RW131-GN-G2 | RW131-GN-G2-Surgery/Prep area | Roseworthy | RW | RW131 | Roseworthy Piggery - Nutrition Shed | GN | Ground Floor | G2 | 99224 | Commercial - SunPork | 859 | Infrastructure | 19.28 | Surgery/Prep area | 3 | Specialist Teaching or Research Space Group | 339 | Laboratory - PC2 - Operating Theatre |  | Adequate | 0.00 | NO
Roseworthy_RW131-Roseworthy Piggery - Nutrition Shed_Ground Floor_G3 _ Surgery | RW-RW131-GN-G3 | RW131-GN-G3-Surgery | Roseworthy | RW | RW131 | Roseworthy Piggery - Nutrition Shed | GN | Ground Floor | G3 | 99224 | Commercial - SunPork | 859 | Infrastructure | 24.96 | Surgery | 3 | Specialist Teaching or Research Space Group | 339 | Laboratory - PC2 - Operating Theatre |  | Adequate | 0.00 | NO
Roseworthy_RW131-Roseworthy Piggery - Nutrition Shed_Ground Floor_G4 _ Prep / Recovery area | RW-RW131-GN-G4 | RW131-GN-G4-Prep / Recovery area | Roseworthy | RW | RW131 | Roseworthy Piggery - Nutrition Shed | GN | Ground Floor | G4 | 99224 | Commercial - SunPork | 859 | Infrastructure | 28.4 | Prep / Recovery area | 3 | Specialist Teaching or Research Space Group | 303 | Laboratory - Scientific PC2/PC3/PC4 |  | Adequate | 0.00 | NO
Roseworthy_RW131-Roseworthy Piggery - Nutrition Shed_Ground Floor_G5 _ Metabolism Room | RW-RW131-GN-G5 | RW131-GN-G5-Metabolism Room | Roseworthy | RW | RW131 | Roseworthy Piggery - Nutrition Shed | GN | Ground Floor | G5 | 99224 | Commercial - SunPork | 859 | Infrastructure | 77.39 | Metabolism Room | 3 | Specialist Teaching or Research Space Group | 303 | Laboratory - Scientific PC2/PC3/PC4 |  | Adequate | 0.00 | NO
Roseworthy_RW131-Roseworthy Piggery - Nutrition Shed_Ground Floor_G6 _ Metabolism Room | RW-RW131-GN-G6 | RW131-GN-G6-Metabolism Room | Roseworthy | RW | RW131 | Roseworthy Piggery - Nutrition Shed | GN | Ground Floor | G6 | 99224 | Commercial - SunPork | 859 | Infrastructure | 78.1 | Metabolism Room | 3 | Specialist Teaching or Research Space Group | 303 | Laboratory - Scientific PC2/PC3/PC4 |  | Adequate | 0.00 | NO
Roseworthy_RW131-Roseworthy Piggery - Nutrition Shed_Ground Floor_G7 _ Service Corridor | RW-RW131-GN-G7 | RW131-GN-G7-Service Corridor | Roseworthy | RW | RW131 | Roseworthy Piggery - Nutrition Shed | GN | Ground Floor | G7 | 99224 | Commercial - SunPork | 859 | Infrastructure | 65.1 | Service Corridor | 8 | Non Useable Floor Area Space Group | 805 | Non-usable - Circulation space |  | Adequate | 0.00 | NO
Roseworthy_RW131-Roseworthy Piggery - Nutrition Shed_Ground Floor_G8 _ Metabolism Room [PC2-Cert] | RW-RW131-GN-G8 | RW131-GN-G8-Metabolism Room [PC2-Cert] | Roseworthy | RW | RW131 | Roseworthy Piggery - Nutrition Shed | GN | Ground Floor | G8 | 99224 | Commercial - SunPork | 859 | Infrastructure | 78.1 | Metabolism Room [PC2-Cert] | 3 | Specialist Teaching or Research Space Group | 303 | Laboratory - Scientific PC2/PC3/PC4 | RATED - PC2 | Adequate | 0.00 | NO
Roseworthy_RW131-Roseworthy Piggery - Nutrition Shed_Ground Floor_G9 _ Metabolism Room | RW-RW131-GN-G9 | RW131-GN-G9-Metabolism Room | Roseworthy | RW | RW131 | Roseworthy Piggery - Nutrition Shed | GN | Ground Floor | G9 | 99224 | Commercial - SunPork | 859 | Infrastructure | 77.39 | Metabolism Room | 3 | Specialist Teaching or Research Space Group | 303 | Laboratory - Scientific PC2/PC3/PC4 |  | Adequate | 0.00 | NO
Roseworthy_RW132-Roseworthy Piggery - Office_Ground Floor_G1 _ Clean Room | RW-RW132-GN-G1 | RW132-GN-G1-Clean Room | Roseworthy | RW | RW132 | Roseworthy Piggery - Office | GN | Ground Floor | G1 | 99224 | Commercial - SunPork | 859 | Infrastructure | 8.25 | Clean Room | 6 | General Facility Space Group | 600 | General Facility - Specific type not defined |  | Adequate | 0.00 | NO
Roseworthy_RW132-Roseworthy Piggery - Office_Ground Floor_G2 _ WC / Shower | RW-RW132-GN-G2 | RW132-GN-G2-WC / Shower | Roseworthy | RW | RW132 | Roseworthy Piggery - Office | GN | Ground Floor | G2 | 99224 | Commercial - SunPork | 859 | Infrastructure | 5.61 | WC / Shower | 8 | Non Useable Floor Area Space Group | 835 | Non-usable - Toilets/Amenities - Other |  | Adequate | 0.00 | NO
Roseworthy_RW132-Roseworthy Piggery - Office_Ground Floor_G3 _ Ldry | RW-RW132-GN-G3 | RW132-GN-G3-Ldry | Roseworthy | RW | RW132 | Roseworthy Piggery - Office | GN | Ground Floor | G3 | 99224 | Commercial - SunPork | 859 | Infrastructure | 5.49 | Ldry | 6 | General Facility Space Group | 624 | General Facility - Laundry |  | Adequate | 0.00 | NO
Roseworthy_RW132-Roseworthy Piggery - Office_Ground Floor_G4 _ WC / Shower | RW-RW132-GN-G4 | RW132-GN-G4-WC / Shower | Roseworthy | RW | RW132 | Roseworthy Piggery - Office | GN | Ground Floor | G4 | 99224 | Commercial - SunPork | 859 | Infrastructure | 5.61 | WC / Shower | 8 | Non Useable Floor Area Space Group | 835 | Non-usable - Toilets/Amenities - Other |  | Adequate | 0.00 | NO
Roseworthy_RW132-Roseworthy Piggery - Office_Ground Floor_G5 _ Dirty Room | RW-RW132-GN-G5 | RW132-GN-G5-Dirty Room | Roseworthy | RW | RW132 | Roseworthy Piggery - Office | GN | Ground Floor | G5 | 99224 | Commercial - SunPork | 859 | Infrastructure | 8.19 | Dirty Room | 6 | General Facility Space Group | 600 | General Facility - Specific type not defined |  | Adequate | 0.00 | NO
Roseworthy_RW132-Roseworthy Piggery - Office_Ground Floor_G6 _ Lunchroom | RW-RW132-GN-G6 | RW132-GN-G6-Lunchroom | Roseworthy | RW | RW132 | Roseworthy Piggery - Office | GN | Ground Floor | G6 | 99224 | Commercial - SunPork | 859 | Infrastructure | 16.67 | Lunchroom | 6 | General Facility Space Group | 607 | General Facility - Cafeteria/Refectory/Canteen/Dining Room |  | Adequate | 0.00 | NO
Roseworthy_RW132-Roseworthy Piggery - Office_Ground Floor_G7 _ Office | RW-RW132-GN-G7 | RW132-GN-G7-Office | Roseworthy | RW | RW132 | Roseworthy Piggery - Office | GN | Ground Floor | G7 | 99224 | Commercial - SunPork | 859 | Infrastructure | 8.34 | Office | 1 | Office Space Group | 100 | Office - Specific type not defined |  | Adequate | 0.00 | NO
Roseworthy_RW132-Roseworthy Piggery - Office_Ground Floor_G8 _ Office | RW-RW132-GN-G8 | RW132-GN-G8-Office | Roseworthy | RW | RW132 | Roseworthy Piggery - Office | GN | Ground Floor | G8 | 99224 | Commercial - SunPork | 859 | Infrastructure | 8.25 | Office | 1 | Office Space Group | 100 | Office - Specific type not defined |  | Adequate | 0.00 | NO
Roseworthy_RW133-Roseworthy Piggery - Weaner Shed_Ground Floor_G1 _ Corr. | RW-RW133-GN-G1 | RW133-GN-G1-Corr. | Roseworthy | RW | RW133 | Roseworthy Piggery - Weaner Shed | GN | Ground Floor | G1 | 99224 | Commercial - SunPork | 859 | Infrastructure | 28.96 | Corr. | 8 | Non Useable Floor Area Space Group | 805 | Non-usable - Circulation space |  | Adequate | 0.00 | NO
Roseworthy_RW133-Roseworthy Piggery - Weaner Shed_Ground Floor_G10 _ Weaner Shed | RW-RW133-GN-G10 | RW133-GN-G10-Weaner Shed | Roseworthy | RW | RW133 | Roseworthy Piggery - Weaner Shed | GN | Ground Floor | G10 | 99224 | Commercial - SunPork | 859 | Infrastructure | 14.74 | Weaner Shed | 4 | Ancillary Area Space Group | 404 | Ancillary Area - Animal Holding |  | Adequate | 0.00 | NO
Roseworthy_RW133-Roseworthy Piggery - Weaner Shed_Ground Floor_G11 _ Corr. | RW-RW133-GN-G11 | RW133-GN-G11-Corr. | Roseworthy | RW | RW133 | Roseworthy Piggery - Weaner Shed | GN | Ground Floor | G11 | 99224 | Commercial - SunPork | 859 | Infrastructure | 11.79 | Corr. | 8 | Non Useable Floor Area Space Group | 805 | Non-usable - Circulation space |  | Adequate | 0.00 | NO
Roseworthy_RW133-Roseworthy Piggery - Weaner Shed_Ground Floor_G12 _ Weaner Shed | RW-RW133-GN-G12 | RW133-GN-G12-Weaner Shed | Roseworthy | RW | RW133 | Roseworthy Piggery - Weaner Shed | GN | Ground Floor | G12 | 99224 | Commercial - SunPork | 859 | Infrastructure | 14.74 | Weaner Shed | 4 | Ancillary Area Space Group | 404 | Ancillary Area - Animal Holding |  | Adequate | 0.00 | NO
Roseworthy_RW133-Roseworthy Piggery - Weaner Shed_Ground Floor_G13 _ Corr. | RW-RW133-GN-G13 | RW133-GN-G13-Corr. | Roseworthy | RW | RW133 | Roseworthy Piggery - Weaner Shed | GN | Ground Floor | G13 | 99224 | Commercial - SunPork | 859 | Infrastructure | 11.77 | Corr. | 8 | Non Useable Floor Area Space Group | 805 | Non-usable - Circulation space |  | Adequate | 0.00 | NO
Roseworthy_RW133-Roseworthy Piggery - Weaner Shed_Ground Floor_G2 _ Corr. | RW-RW133-GN-G2 | RW133-GN-G2-Corr. | Roseworthy | RW | RW133 | Roseworthy Piggery - Weaner Shed | GN | Ground Floor | G2 | 99224 | Commercial - SunPork | 859 | Infrastructure | 11.79 | Corr. | 8 | Non Useable Floor Area Space Group | 805 | Non-usable - Circulation space |  | Adequate | 0.00 | NO
Roseworthy_RW133-Roseworthy Piggery - Weaner Shed_Ground Floor_G3 _ Weaner Shed | RW-RW133-GN-G3 | RW133-GN-G3-Weaner Shed | Roseworthy | RW | RW133 | Roseworthy Piggery - Weaner Shed | GN | Ground Floor | G3 | 99224 | Commercial - SunPork | 859 | Infrastructure | 14.74 | Weaner Shed | 4 | Ancillary Area Space Group | 404 | Ancillary Area - Animal Holding |  | Adequate | 0.00 | NO
Roseworthy_RW133-Roseworthy Piggery - Weaner Shed_Ground Floor_G4 _ Weaner Shed | RW-RW133-GN-G4 | RW133-GN-G4-Weaner Shed | Roseworthy | RW | RW133 | Roseworthy Piggery - Weaner Shed | GN | Ground Floor | G4 | 99224 | Commercial - SunPork | 859 | Infrastructure | 14.74 | Weaner Shed | 4 | Ancillary Area Space Group | 404 | Ancillary Area - Animal Holding |  | Adequate | 0.00 | NO
Roseworthy_RW133-Roseworthy Piggery - Weaner Shed_Ground Floor_G5 _ Weaner Shed | RW-RW133-GN-G5 | RW133-GN-G5-Weaner Shed | Roseworthy | RW | RW133 | Roseworthy Piggery - Weaner Shed | GN | Ground Floor | G5 | 99224 | Commercial - SunPork | 859 | Infrastructure | 14.74 | Weaner Shed | 4 | Ancillary Area Space Group | 404 | Ancillary Area - Animal Holding |  | Adequate | 0.00 | NO
Roseworthy_RW133-Roseworthy Piggery - Weaner Shed_Ground Floor_G6 _ Corr. | RW-RW133-GN-G6 | RW133-GN-G6-Corr. | Roseworthy | RW | RW133 | Roseworthy Piggery - Weaner Shed | GN | Ground Floor | G6 | 99224 | Commercial - SunPork | 859 | Infrastructure | 11.77 | Corr. | 8 | Non Useable Floor Area Space Group | 805 | Non-usable - Circulation space |  | Adequate | 0.00 | NO
Roseworthy_RW133-Roseworthy Piggery - Weaner Shed_Ground Floor_G7 _ Weaner Shed | RW-RW133-GN-G7 | RW133-GN-G7-Weaner Shed | Roseworthy | RW | RW133 | Roseworthy Piggery - Weaner Shed | GN | Ground Floor | G7 | 99224 | Commercial - SunPork | 859 | Infrastructure | 14.61 | Weaner Shed | 4 | Ancillary Area Space Group | 404 | Ancillary Area - Animal Holding |  | Adequate | 0.00 | NO
Roseworthy_RW133-Roseworthy Piggery - Weaner Shed_Ground Floor_G8 _ Weaner Shed | RW-RW133-GN-G8 | RW133-GN-G8-Weaner Shed | Roseworthy | RW | RW133 | Roseworthy Piggery - Weaner Shed | GN | Ground Floor | G8 | 99224 | Commercial - SunPork | 859 | Infrastructure | 14.61 | Weaner Shed | 4 | Ancillary Area Space Group | 404 | Ancillary Area - Animal Holding |  | Adequate | 0.00 | NO
Roseworthy_RW133-Roseworthy Piggery - Weaner Shed_Ground Floor_G9 _ Weaner Shed | RW-RW133-GN-G9 | RW133-GN-G9-Weaner Shed | Roseworthy | RW | RW133 | Roseworthy Piggery - Weaner Shed | GN | Ground Floor | G9 | 99224 | Commercial - SunPork | 859 | Infrastructure | 14.74 | Weaner Shed | 4 | Ancillary Area Space Group | 404 | Ancillary Area - Animal Holding |  | Adequate | 0.00 | NO
Roseworthy_RW134-Roseworthy Piggery - Implement Shed_Ground Floor_G1 _ Implement Shed | RW-RW134-GN-G1 | RW134-GN-G1-Implement Shed | Roseworthy | RW | RW134 | Roseworthy Piggery - Implement Shed | GN | Ground Floor | G1 | 99224 | Commercial - SunPork | 859 | Infrastructure | 54 | Implement Shed | 4 | Ancillary Area Space Group | 403 | Ancillary Area - Workshop |  | Adequate | 0.00 | NO
Roseworthy_RW135-Roseworthy Piggery Eco Shelter_Ground Floor_G01 _ Piggery Eco Shelter | RW-RW135-GN-G01 | RW135-GN-G01-Piggery Eco Shelter | Roseworthy | RW | RW135 | Roseworthy Piggery Eco Shelter | GN | Ground Floor | G01 | 99224 | Commercial - SunPork | 859 | Infrastructure | 300.3 | Piggery Eco Shelter | 4 | Ancillary Area Space Group | 404 | Ancillary Area - Animal Holding |  | Adequate | 0.00 | NO
Roseworthy_RW136-Roseworthy Piggery Eco Shelter_Ground Floor_N11 _ Piggery Eco Shelter | RW-RW136-GN-N11 | RW136-GN-N11-Piggery Eco Shelter | Roseworthy | RW | RW136 | Roseworthy Piggery Eco Shelter | GN | Ground Floor | N11 | 99224 | Commercial - SunPork | 859 | Infrastructure | 336 | Piggery Eco Shelter | 4 | Ancillary Area Space Group | 404 | Ancillary Area - Animal Holding |  | Adequate | 0.00 | NO
Roseworthy_RW137-Roseworthy Piggery Eco Shelter_Ground Floor_N12 _ Piggery Eco Shelter | RW-RW137-GN-N12 | RW137-GN-N12-Piggery Eco Shelter | Roseworthy | RW | RW137 | Roseworthy Piggery Eco Shelter | GN | Ground Floor | N12 | 99224 | Commercial - SunPork | 859 | Infrastructure | 336 | Piggery Eco Shelter | 4 | Ancillary Area Space Group | 404 | Ancillary Area - Animal Holding |  | Adequate | 0.00 | NO
Roseworthy_RW138-Roseworthy Piggery Eco Shelter_Ground Floor_N13 _ Piggery Eco Shelter | RW-RW138-GN-N13 | RW138-GN-N13-Piggery Eco Shelter | Roseworthy | RW | RW138 | Roseworthy Piggery Eco Shelter | GN | Ground Floor | N13 | 99224 | Commercial - SunPork | 859 | Infrastructure | 336 | Piggery Eco Shelter | 4 | Ancillary Area Space Group | 404 | Ancillary Area - Animal Holding |  | Adequate | 0.00 | NO
Roseworthy_RW139-Roseworthy Piggery Eco Shelter_Ground Floor_G01 _ Piggery Eco Shelter | RW-RW139-GN-G01 | RW139-GN-G01-Piggery Eco Shelter | Roseworthy | RW | RW139 | Roseworthy Piggery Eco Shelter | GN | Ground Floor | G01 | 99224 | Commercial - SunPork | 859 | Infrastructure | 300 | Piggery Eco Shelter | 4 | Ancillary Area Space Group | 404 | Ancillary Area - Animal Holding |  | Adequate | 0.00 | NO
Roseworthy_RW140-Roseworthy Piggery Eco Shelter_Ground Floor_N9 _ Piggery Eco Shelter | RW-RW140-GN-N9 | RW140-GN-N9-Piggery Eco Shelter | Roseworthy | RW | RW140 | Roseworthy Piggery Eco Shelter | GN | Ground Floor | N9 | 99224 | Commercial - SunPork | 859 | Infrastructure | 336 | Piggery Eco Shelter | 4 | Ancillary Area Space Group | 404 | Ancillary Area - Animal Holding |  | Adequate | 0.00 | NO
Roseworthy_RW141-Staff Facility_Ground Floor_G0 _ Verandah (UCA) | RW-RW141-GN-G0 | RW141-GN-G0-Verandah (UCA) | Roseworthy | RW | RW141 | Staff Facility | GN | Ground Floor | G0 | 99946 | Vacant not occupiable | 99939 | Unusable Spaces | 35.11 | Verandah (UCA) | 8 | Non Useable Floor Area Space Group | 839 | Non-usable - Verandah/Balcony |  | Unknown | 0.00 | NO
Roseworthy_RW141-Staff Facility_Ground Floor_G1 _ Dining Room | RW-RW141-GN-G1 | RW141-GN-G1-Dining Room | Roseworthy | RW | RW141 | Staff Facility | GN | Ground Floor | G1 | 99996 | Vacant | 859 | Infrastructure | 55.68 | Dining Room | 6 | General Facility Space Group | 608 | General Facility - Kitchen/Servery/Food Storage |  | Adequate | 5,694.45 | NO
Roseworthy_RW141-Staff Facility_Ground Floor_G1A _ Kitchen | RW-RW141-GN-G1A | RW141-GN-G1A-Kitchen | Roseworthy | RW | RW141 | Staff Facility | GN | Ground Floor | G1A | 99996 | Vacant | 859 | Infrastructure | 7.14 | Kitchen | 6 | General Facility Space Group | 608 | General Facility - Kitchen/Servery/Food Storage |  | Adequate | 730.22 | NO
Roseworthy_RW141-Staff Facility_Ground Floor_G2 _ WC | RW-RW141-GN-G2 | RW141-GN-G2-WC | Roseworthy | RW | RW141 | Staff Facility | GN | Ground Floor | G2 | 99946 | Vacant not occupiable | 99939 | Unusable Spaces | 4.83 | WC | 8 | Non Useable Floor Area Space Group | 835 | Non-usable - Toilets/Amenities - Other |  | Unknown | 0.00 | NO
Roseworthy_RW142-Score Board_Ground Floor_G1 _ Score Board | RW-RW142-GN-G1 | RW142-GN-G1-Score Board | Roseworthy | RW | RW142 | Score Board | GN | Ground Floor | G1 | 859 | Infrastructure Office | 859 | Infrastructure | 1.82 | Score Board | 9 | Non Reportable Areas Space Group | 999 | Non-reportable - Not Elsewhere Classifiable |  | Unknown | 0.00 | NO
Roseworthy_RW144-Stables_Ground Floor_G0 _ Covered Entry | RW-RW144-01-G0 | RW144-01-G0-Covered Entry | Roseworthy | RW | RW144 | Stables | 01 | Ground Floor | G0 | 99939 | Unusable Spaces | 99939 | Unusable Spaces | 24.83 | Covered Entry | 8 | Non Useable Floor Area Space Group | 805 | Non-usable - Circulation space |  | Unknown | 0.00 | NO
Roseworthy_RW144-Stables_Ground Floor_G1A _ Blacksmith Workshop | RW-RW144-01-G1A | RW144-01-G1A-Blacksmith Workshop | Roseworthy | RW | RW144 | Stables | 01 | Ground Floor | G1A | 99946 | Vacant not occupiable | 99939 | Unusable Spaces | 30.6 | Blacksmith Workshop | 4 | Ancillary Area Space Group | 403 | Ancillary Area - Workshop |  | Unknown | 0.00 | NO
Roseworthy_RW144-Stables_Ground Floor_G1B _ 4 Stables | RW-RW144-01-G1B | RW144-01-G1B-4 Stables | Roseworthy | RW | RW144 | Stables | 01 | Ground Floor | G1B | 99946 | Vacant not occupiable | 99939 | Unusable Spaces | 49.02 | 4 Stables | 4 | Ancillary Area Space Group | 404 | Ancillary Area - Animal Holding |  | Unknown | 0.00 | NO
Roseworthy_RW144-Stables_Ground Floor_G1C _ Corr. | RW-RW144-01-G1C | RW144-01-G1C-Corr. | Roseworthy | RW | RW144 | Stables | 01 | Ground Floor | G1C | 99939 | Unusable Spaces | 99939 | Unusable Spaces | 5.07 | Corr. | 8 | Non Useable Floor Area Space Group | 805 | Non-usable - Circulation space |  | Unknown | 0.00 | NO
Roseworthy_RW144-Stables_Ground Floor_G1D _ 6 Stables | RW-RW144-01-G1D | RW144-01-G1D-6 Stables | Roseworthy | RW | RW144 | Stables | 01 | Ground Floor | G1D | 99946 | Vacant not occupiable | 99939 | Unusable Spaces | 73.48 | 6 Stables | 4 | Ancillary Area Space Group | 404 | Ancillary Area - Animal Holding |  | Unknown | 0.00 | NO
Roseworthy_RW144-Stables_Ground Floor_G2A _ Tack Room | RW-RW144-01-G2A | RW144-01-G2A-Tack Room | Roseworthy | RW | RW144 | Stables | 01 | Ground Floor | G2A | 122 | School of Animal and Veterinary Sciences | 122 | School of Animal and Veterinary Sciences | 32.68 | Tack Room | 4 | Ancillary Area Space Group | 404 | Ancillary Area - Animal Holding |  | Barely Adequate | 2,520.99 | NO
Roseworthy_RW144-Stables_Ground Floor_G2B _ Corr. / Storage | RW-RW144-01-G2B | RW144-01-G2B-Corr. / Storage | Roseworthy | RW | RW144 | Stables | 01 | Ground Floor | G2B | 99939 | Unusable Spaces | 99939 | Unusable Spaces | 40.89 | Corr. / Storage | 8 | Non Useable Floor Area Space Group | 805 | Non-usable - Circulation space |  | Unknown | 0.00 | NO
Roseworthy_RW144-Stables_Ground Floor_G3A _ Store | RW-RW144-01-G3A | RW144-01-G3A-Store | Roseworthy | RW | RW144 | Stables | 01 | Ground Floor | G3A | 99946 | Vacant not occupiable | 99939 | Unusable Spaces | 41.35 | Store | 4 | Ancillary Area Space Group | 419 | Ancillary Area - Store Room - Generic |  | Unknown | 0.00 | NO
Roseworthy_RW144-Stables_Ground Floor_G3B _ Store | RW-RW144-01-G3B | RW144-01-G3B-Store | Roseworthy | RW | RW144 | Stables | 01 | Ground Floor | G3B | 99946 | Vacant not occupiable | 99939 | Unusable Spaces | 24.31 | Store | 4 | Ancillary Area Space Group | 419 | Ancillary Area - Store Room - Generic |  | Unknown | 0.00 | NO
Roseworthy_RW144-Stables_Ground Floor_G3C _ Store | RW-RW144-01-G3C | RW144-01-G3C-Store | Roseworthy | RW | RW144 | Stables | 01 | Ground Floor | G3C | 99946 | Vacant not occupiable | 99939 | Unusable Spaces | 11.41 | Store | 4 | Ancillary Area Space Group | 419 | Ancillary Area - Store Room - Generic |  | Unknown | 0.00 | NO
Roseworthy_RW145-Seed Grading Shed_Ground Floor_G1 _ Seed Grading Shed | RW-RW145-01-G1 | RW145-01-G1-Seed Grading Shed | Roseworthy | RW | RW145 | Seed Grading Shed | 01 | Ground Floor | G1 | 99984 | Commercial - Martindale Holdings Pty Ltd | 859 | Infrastructure | 421.14 | Seed Grading Shed | 4 | Ancillary Area Space Group | 401 | Ancillary Area - Laboratory Service and Preparation |  | Adequate | 33,841.06 | NO
Roseworthy_RW145-Seed Grading Shed_Ground Floor_G2 _ Cool Room | RW-RW145-01-G2 | RW145-01-G2-Cool Room | Roseworthy | RW | RW145 | Seed Grading Shed | 01 | Ground Floor | G2 | 99984 | Commercial - Martindale Holdings Pty Ltd | 859 | Infrastructure | 12.3 | Cool Room | 4 | Ancillary Area Space Group | 405 | Ancillary Area - Constant Temperature/ Freezer/Cold/Warm Rooms |  | Adequate | 988.38 | NO
Roseworthy_RW146-Schinkel Building_Ground Floor_G1 _ Ancillary Area | RW-RW146-01-G1 | RW146-01-G1-Ancillary Area | Roseworthy | RW | RW146 | Schinkel Building | 01 | Ground Floor | G1 | 224 | Centre for Automotive Safety Research | 224 | Centre for Automotive Safety Research | 46.06 | Ancillary Area | 4 | Ancillary Area Space Group | 400 | Ancillary Area - Specific Type Not Defined |  | Barely Adequate | 3,553.14 | NO
Roseworthy_RW146-Schinkel Building_Ground Floor_G10 _ Ancillary Area | RW-RW146-01-G10 | RW146-01-G10-Ancillary Area | Roseworthy | RW | RW146 | Schinkel Building | 01 | Ground Floor | G10 | 99946 | Vacant not occupiable | 99939 | Unusable Spaces | 12.38 | Ancillary Area | 4 | Ancillary Area Space Group | 400 | Ancillary Area - Specific Type Not Defined |  | Unknown | 0.00 | NO
Roseworthy_RW146-Schinkel Building_Ground Floor_G11 _ Corr. | RW-RW146-01-G11 | RW146-01-G11-Corr. | Roseworthy | RW | RW146 | Schinkel Building | 01 | Ground Floor | G11 | 99939 | Unusable Spaces | 99939 | Unusable Spaces | 13.5 | Corr. | 8 | Non Useable Floor Area Space Group | 805 | Non-usable - Circulation space |  | Unknown | 0.00 | NO
Roseworthy_RW146-Schinkel Building_Ground Floor_G12 _ Ancillary Area | RW-RW146-01-G12 | RW146-01-G12-Ancillary Area | Roseworthy | RW | RW146 | Schinkel Building | 01 | Ground Floor | G12 | 122 | School of Animal and Veterinary Sciences | 122 | School of Animal and Veterinary Sciences | 22.12 | Ancillary Area | 4 | Ancillary Area Space Group | 400 | Ancillary Area - Specific Type Not Defined |  | Barely Adequate | 1,706.37 | NO
Roseworthy_RW146-Schinkel Building_Ground Floor_G13 _ Ancillary Area | RW-RW146-01-G13 | RW146-01-G13-Ancillary Area | Roseworthy | RW | RW146 | Schinkel Building | 01 | Ground Floor | G13 | 99946 | Vacant not occupiable | 99939 | Unusable Spaces | 27.95 | Ancillary Area | 4 | Ancillary Area Space Group | 400 | Ancillary Area - Specific Type Not Defined |  | Unknown | 0.00 | NO
Roseworthy_RW146-Schinkel Building_Ground Floor_G13A _ Compactus | RW-RW146-01-G13A | RW146-01-G13A-Compactus | Roseworthy | RW | RW146 | Schinkel Building | 01 | Ground Floor | G13A | 384 | Medicine | 384 | Adelaide Medical School | 3 | Compactus | 4 | Ancillary Area Space Group | 419 | Ancillary Area - Store Room - Generic |  | Barely Adequate | 231.42 | NO
Roseworthy_RW146-Schinkel Building_Ground Floor_G14 _ Entry | RW-RW146-01-G14 | RW146-01-G14-Entry | Roseworthy | RW | RW146 | Schinkel Building | 01 | Ground Floor | G14 | 99939 | Unusable Spaces | 99939 | Unusable Spaces | 3.04 | Entry | 8 | Non Useable Floor Area Space Group | 805 | Non-usable - Circulation space |  | Unknown | 0.00 | NO
Roseworthy_RW146-Schinkel Building_Ground Floor_G15 _ Corr. | RW-RW146-01-G15 | RW146-01-G15-Corr. | Roseworthy | RW | RW146 | Schinkel Building | 01 | Ground Floor | G15 | 99939 | Unusable Spaces | 99939 | Unusable Spaces | 22.95 | Corr. | 8 | Non Useable Floor Area Space Group | 805 | Non-usable - Circulation space |  | Unknown | 0.00 | NO
Roseworthy_RW146-Schinkel Building_Ground Floor_G15A _ Corr. | RW-RW146-01-G15A | RW146-01-G15A-Corr. | Roseworthy | RW | RW146 | Schinkel Building | 01 | Ground Floor | G15A | 99939 | Unusable Spaces | 99939 | Unusable Spaces | 10.89 | Corr. | 8 | Non Useable Floor Area Space Group | 805 | Non-usable - Circulation space |  | Unknown | 0.00 | NO
Roseworthy_RW146-Schinkel Building_Ground Floor_G16 _ Circ. | RW-RW146-01-G16 | RW146-01-G16-Circ. | Roseworthy | RW | RW146 | Schinkel Building | 01 | Ground Floor | G16 | 99939 | Unusable Spaces | 99939 | Unusable Spaces | 2.52 | Circ. | 8 | Non Useable Floor Area Space Group | 805 | Non-usable - Circulation space |  | Unknown | 0.00 | NO
Roseworthy_RW146-Schinkel Building_Ground Floor_G2 _ Ancillary Area | RW-RW146-01-G2 | RW146-01-G2-Ancillary Area | Roseworthy | RW | RW146 | Schinkel Building | 01 | Ground Floor | G2 | 99946 | Vacant not occupiable | 99939 | Unusable Spaces | 12.74 | Ancillary Area | 4 | Ancillary Area Space Group | 400 | Ancillary Area - Specific Type Not Defined |  | Unknown | 0.00 | NO
Roseworthy_RW146-Schinkel Building_Ground Floor_G2A _ Circ. | RW-RW146-01-G2A | RW146-01-G2A-Circ. | Roseworthy | RW | RW146 | Schinkel Building | 01 | Ground Floor | G2A | 99939 | Unusable Spaces | 99939 | Unusable Spaces | 3.95 | Circ. | 8 | Non Useable Floor Area Space Group | 805 | Non-usable - Circulation space |  | Unknown | 0.00 | NO
Roseworthy_RW146-Schinkel Building_Ground Floor_G3 _ Ancillary Area | RW-RW146-01-G3 | RW146-01-G3-Ancillary Area | Roseworthy | RW | RW146 | Schinkel Building | 01 | Ground Floor | G3 | 224 | Centre for Automotive Safety Research | 224 | Centre for Automotive Safety Research | 48.19 | Ancillary Area | 4 | Ancillary Area Space Group | 400 | Ancillary Area - Specific Type Not Defined |  | Barely Adequate | 3,717.45 | NO
Roseworthy_RW146-Schinkel Building_Ground Floor_G4 _ Ancillary Area | RW-RW146-01-G4 | RW146-01-G4-Ancillary Area | Roseworthy | RW | RW146 | Schinkel Building | 01 | Ground Floor | G4 | 99946 | Vacant not occupiable | 99939 | Unusable Spaces | 29.77 | Ancillary Area | 4 | Ancillary Area Space Group | 400 | Ancillary Area - Specific Type Not Defined |  | Unknown | 0.00 | NO
Roseworthy_RW146-Schinkel Building_Ground Floor_G5 _ Porch | RW-RW146-01-G5 | RW146-01-G5-Porch | Roseworthy | RW | RW146 | Schinkel Building | 01 | Ground Floor | G5 | 99939 | Unusable Spaces | 99939 | Unusable Spaces | 5.11 | Porch | 8 | Non Useable Floor Area Space Group | 805 | Non-usable - Circulation space |  | Unknown | 0.00 | NO
Roseworthy_RW146-Schinkel Building_Ground Floor_G6 _ Ancillary Area | RW-RW146-01-G6 | RW146-01-G6-Ancillary Area | Roseworthy | RW | RW146 | Schinkel Building | 01 | Ground Floor | G6 | 99946 | Vacant not occupiable | 99939 | Unusable Spaces | 12.92 | Ancillary Area | 4 | Ancillary Area Space Group | 400 | Ancillary Area - Specific Type Not Defined |  | Unknown | 0.00 | NO
Roseworthy_RW146-Schinkel Building_Ground Floor_G7 _ Ancillary Area | RW-RW146-01-G7 | RW146-01-G7-Ancillary Area | Roseworthy | RW | RW146 | Schinkel Building | 01 | Ground Floor | G7 | 99946 | Vacant not occupiable | 99939 | Unusable Spaces | 20.34 | Ancillary Area | 4 | Ancillary Area Space Group | 400 | Ancillary Area - Specific Type Not Defined |  | Unknown | 0.00 | NO
Roseworthy_RW146-Schinkel Building_Ground Floor_G7A _ Ancillary Area | RW-RW146-01-G7A | RW146-01-G7A-Ancillary Area | Roseworthy | RW | RW146 | Schinkel Building | 01 | Ground Floor | G7A | 99946 | Vacant not occupiable | 99939 | Unusable Spaces | 1.66 | Ancillary Area | 4 | Ancillary Area Space Group | 400 | Ancillary Area - Specific Type Not Defined |  | Unknown | 0.00 | NO
Roseworthy_RW146-Schinkel Building_Ground Floor_G8 _ Ancillary Area | RW-RW146-01-G8 | RW146-01-G8-Ancillary Area | Roseworthy | RW | RW146 | Schinkel Building | 01 | Ground Floor | G8 | 99946 | Vacant not occupiable | 99939 | Unusable Spaces | 21.3 | Ancillary Area | 4 | Ancillary Area Space Group | 400 | Ancillary Area - Specific Type Not Defined |  | Unknown | 0.00 | NO
Roseworthy_RW146-Schinkel Building_Ground Floor_G9 _ Ancillary Area | RW-RW146-01-G9 | RW146-01-G9-Ancillary Area | Roseworthy | RW | RW146 | Schinkel Building | 01 | Ground Floor | G9 | 99946 | Vacant not occupiable | 99939 | Unusable Spaces | 10 | Ancillary Area | 4 | Ancillary Area Space Group | 400 | Ancillary Area - Specific Type Not Defined |  | Unknown | 0.00 | NO
Roseworthy_RW146-Schinkel Building_Ground Floor_G9A _ Verandah | RW-RW146-01-G9A | RW146-01-G9A-Verandah | Roseworthy | RW | RW146 | Schinkel Building | 01 | Ground Floor | G9A | 99939 | Unusable Spaces | 99939 | Unusable Spaces | 12.31 | Verandah | 8 | Non Useable Floor Area Space Group | 805 | Non-usable - Circulation space |  | Unknown | 0.00 | NO
Roseworthy_RW147-Service Compound_Ground Floor_G1 _ Services Compound | RW-RW147-GN-G1 | RW147-GN-G1-Services Compound | Roseworthy | RW | RW147 | Service Compound | GN | Ground Floor | G1 | 99939 | Unusable Spaces | 99939 | Unusable Spaces | 23.96 | Services Compound | 8 | Non Useable Floor Area Space Group | 811 | Non-usable - Plant room other |  | Unknown | 0.00 | NO
Roseworthy_RW148-Shearing Shed_Ground Floor_G1 _ Shearing Shed | RW-RW148-GN-G1 | RW148-GN-G1-Shearing Shed | Roseworthy | RW | RW148 | Shearing Shed | GN | Ground Floor | G1 | 99984 | Commercial - Martindale Holdings Pty Ltd | 859 | Infrastructure | 8.12 | Shearing Shed | 4 | Ancillary Area Space Group | 403 | Ancillary Area - Workshop |  | Adequate | 652.49 | NO
Roseworthy_RW148-Shearing Shed_Ground Floor_G2 _ Shearing Shed | RW-RW148-GN-G2 | RW148-GN-G2-Shearing Shed | Roseworthy | RW | RW148 | Shearing Shed | GN | Ground Floor | G2 | 99984 | Commercial - Martindale Holdings Pty Ltd | 859 | Infrastructure | 8.93 | Shearing Shed | 4 | Ancillary Area Space Group | 403 | Ancillary Area - Workshop |  | Adequate | 717.58 | NO
Roseworthy_RW148-Shearing Shed_Ground Floor_G3 _ Shearing Shed | RW-RW148-GN-G3 | RW148-GN-G3-Shearing Shed | Roseworthy | RW | RW148 | Shearing Shed | GN | Ground Floor | G3 | 99984 | Commercial - Martindale Holdings Pty Ltd | 859 | Infrastructure | 392.43 | Shearing Shed | 4 | Ancillary Area Space Group | 403 | Ancillary Area - Workshop |  | Adequate | 31,534.04 | NO
Roseworthy_RW149-Shed_Ground Floor_G1 _ Shed | RW-RW149-GN-G1 | RW149-GN-G1-Shed | Roseworthy | RW | RW149 | Shed | GN | Ground Floor | G1 | 859 | Infrastructure Office | 859 | Infrastructure | 53.65 | Shed | 4 | Ancillary Area Space Group | 414 | Ancillary Area - Store Room - Bulk Storage/Warehouse |  | Adequate | 4,311.09 | NO
Roseworthy_RW150-Grounds Shed 1_Ground Floor_G1 _ Store | RW-RW150-GN-G1 | RW150-GN-G1-Store | Roseworthy | RW | RW150 | Grounds Shed 1 | GN | Ground Floor | G1 | 859 | Infrastructure Office | 859 | Infrastructure | 73.32 | Store | 4 | Ancillary Area Space Group | 419 | Ancillary Area - Store Room - Generic |  | Adequate | 5,891.69 | NO
Roseworthy_RW150-Grounds Shed 1_Ground Floor_G2 _ Office | RW-RW150-GN-G2 | RW150-GN-G2-Office | Roseworthy | RW | RW150 | Grounds Shed 1 | GN | Ground Floor | G2 | 859 | Infrastructure Office | 859 | Infrastructure | 36.78 | Office | 1 | Office Space Group | 101 | Office - Academic Staff |  | Adequate | 3,358.51 | NO
Roseworthy_RW151-Grounds Shed 2_Ground Floor_G1 _ Store | RW-RW151-GN-G1 | RW151-GN-G1-Store | Roseworthy | RW | RW151 | Grounds Shed 2 | GN | Ground Floor | G1 | 859 | Infrastructure Office | 859 | Infrastructure | 12.18 | Store | 4 | Ancillary Area Space Group | 419 | Ancillary Area - Store Room - Generic |  | Adequate | 978.73 | NO
Roseworthy_RW152-Storage Shed_Ground Floor_G1 _ Storage Shed | RW-RW152-GN-G1 | RW152-GN-G1-Storage Shed | Roseworthy | RW | RW152 | Storage Shed | GN | Ground Floor | G1 | 859 | Infrastructure Office | 859 | Infrastructure | 28.81 | Storage Shed | 4 | Ancillary Area Space Group | 419 | Ancillary Area - Store Room - Generic |  | Adequate | 2,315.05 | NO
Roseworthy_RW152-Storage Shed_Ground Floor_G1A _ Storage Shed | RW-RW152-GN-G1A | RW152-GN-G1A-Storage Shed | Roseworthy | RW | RW152 | Storage Shed | GN | Ground Floor | G1A | 214 | ECMS Infrastructure | 214 | ECMS Faculty Services | 28.81 | Storage Shed | 4 | Ancillary Area Space Group | 419 | Ancillary Area - Store Room - Generic |  | Adequate | 2,315.05 | NO
Roseworthy_RW153-Calf Shed_Ground Floor_G1 _ Calf Shed | RW-RW153-GN-G1 | RW153-GN-G1-Calf Shed | Roseworthy | RW | RW153 | Calf Shed | GN | Ground Floor | G1 | 99984 | Commercial - Martindale Holdings Pty Ltd | 859 | Infrastructure | 264.83 | Calf Shed | 4 | Ancillary Area Space Group | 404 | Ancillary Area - Animal Holding |  | Barely Adequate | 20,429.41 | NO
Roseworthy_RW155-Student Union Building_Ground Floor_G1 _ Fitness Hub | RW-RW155-01-G1 | RW155-01-G1-Fitness Hub | Roseworthy | RW | RW155 | Student Union Building | 01 | Ground Floor | G1 | 99994 | Uni of Adelaide Student Union Association | 859 | Infrastructure | 286.83 | Fitness Hub | 6 | General Facility Space Group | 610 | General Facility - Indoor Sporting Facilities including Swimming Pool |  | Adequate | 29,334.41 | NO
Roseworthy_RW155-Student Union Building_Ground Floor_G10 _ Food Prep. | RW-RW155-01-G10 | RW155-01-G10-Food Prep. | Roseworthy | RW | RW155 | Student Union Building | 01 | Ground Floor | G10 | 99996 | Vacant | 859 | Infrastructure | 9.13 | Food Prep. | 6 | General Facility Space Group | 608 | General Facility - Kitchen/Servery/Food Storage |  | Adequate | 933.73 | NO
Roseworthy_RW155-Student Union Building_Ground Floor_G10D _ Stair | RW-RW155-01-G10D | RW155-01-G10D-Stair | Roseworthy | RW | RW155 | Student Union Building | 01 | Ground Floor | G10D | 99939 | Unusable Spaces | 99939 | Unusable Spaces | 9.98 | Stair | 8 | Non Useable Floor Area Space Group | 805 | Non-usable - Circulation space |  | Unknown | 0.00 | NO
Roseworthy_RW155-Student Union Building_Ground Floor_G11 _ Food Prep. | RW-RW155-01-G11 | RW155-01-G11-Food Prep. | Roseworthy | RW | RW155 | Student Union Building | 01 | Ground Floor | G11 | 99996 | Vacant | 859 | Infrastructure | 14.8 | Food Prep. | 6 | General Facility Space Group | 608 | General Facility - Kitchen/Servery/Food Storage |  | Adequate | 1,513.61 | NO
Roseworthy_RW155-Student Union Building_Ground Floor_G11A _ Food Prep. | RW-RW155-01-G11A | RW155-01-G11A-Food Prep. | Roseworthy | RW | RW155 | Student Union Building | 01 | Ground Floor | G11A | 99996 | Vacant | 859 | Infrastructure | 4 | Food Prep. | 6 | General Facility Space Group | 608 | General Facility - Kitchen/Servery/Food Storage |  | Adequate | 409.08 | NO
Roseworthy_RW155-Student Union Building_Ground Floor_G11B _ Foyer | RW-RW155-01-G11B | RW155-01-G11B-Foyer | Roseworthy | RW | RW155 | Student Union Building | 01 | Ground Floor | G11B | 99996 | Vacant | 859 | Infrastructure | 6.39 | Foyer | 8 | Non Useable Floor Area Space Group | 805 | Non-usable - Circulation space |  | Adequate | 0.00 | NO
Roseworthy_RW155-Student Union Building_Ground Floor_G12 _ Store | RW-RW155-01-G12 | RW155-01-G12-Store | Roseworthy | RW | RW155 | Student Union Building | 01 | Ground Floor | G12 | 99996 | Vacant | 859 | Infrastructure | 4.94 | Store | 4 | Ancillary Area Space Group | 419 | Ancillary Area - Store Room - Generic |  | Adequate | 396.96 | NO
Roseworthy_RW155-Student Union Building_Ground Floor_G13 _ Lounge | RW-RW155-01-G13 | RW155-01-G13-Lounge | Roseworthy | RW | RW155 | Student Union Building | 01 | Ground Floor | G13 | 99950 | Hub and study spaces (ex-DVCA) | 952 | Corporate Services Division Admin | 117.4 | Lounge | 6 | General Facility Space Group | 606 | General Facility - Common Room Student access |  | Adequate | 12,006.62 | NO
Roseworthy_RW155-Student Union Building_Ground Floor_G14 _ Store | RW-RW155-01-G14 | RW155-01-G14-Store | Roseworthy | RW | RW155 | Student Union Building | 01 | Ground Floor | G14 | 99994 | Uni of Adelaide Student Union Association | 859 | Infrastructure | 8.98 | Store | 4 | Ancillary Area Space Group | 419 | Ancillary Area - Store Room - Generic |  | Adequate | 721.60 | NO
Roseworthy_RW155-Student Union Building_Ground Floor_G15 _ Prayer Room | RW-RW155-01-G15 | RW155-01-G15-Prayer Room | Roseworthy | RW | RW155 | Student Union Building | 01 | Ground Floor | G15 | 99949 | Religious spaces (not AUU) | 952 | Corporate Services Division Admin | 12.55 | Prayer Room | 6 | General Facility Space Group | 619 | General Facility - Religious/Prayer Facility |  | Adequate | 1,283.50 | NO
Roseworthy_RW155-Student Union Building_Ground Floor_G16 _ Prayer Room | RW-RW155-01-G16 | RW155-01-G16-Prayer Room | Roseworthy | RW | RW155 | Student Union Building | 01 | Ground Floor | G16 | 99949 | Religious spaces (not AUU) | 952 | Corporate Services Division Admin | 12.35 | Prayer Room | 6 | General Facility Space Group | 619 | General Facility - Religious/Prayer Facility |  | Adequate | 1,263.05 | NO
Roseworthy_RW155-Student Union Building_Ground Floor_G17 _ Office | RW-RW155-01-G17 | RW155-01-G17-Office | Roseworthy | RW | RW155 | Student Union Building | 01 | Ground Floor | G17 | 99994 | Uni of Adelaide Student Union Association | 859 | Infrastructure | 13.03 | Office | 1 | Office Space Group | 111 | Open Plan - Specific type not defined |  | Adequate | 1,189.81 | NO
Roseworthy_RW155-Student Union Building_Ground Floor_G18 _ Office - Admin | RW-RW155-01-G18 | RW155-01-G18-Office - Admin | Roseworthy | RW | RW155 | Student Union Building | 01 | Ground Floor | G18 | 99994 | Uni of Adelaide Student Union Association | 859 | Infrastructure | 30.61 | Office - Admin | 1 | Office Space Group | 111 | Open Plan - Specific type not defined |  | Adequate | 2,795.11 | NO
Roseworthy_RW155-Student Union Building_Ground Floor_G19 _ Foyer | RW-RW155-01-G19 | RW155-01-G19-Foyer | Roseworthy | RW | RW155 | Student Union Building | 01 | Ground Floor | G19 | 99939 | Unusable Spaces | 99939 | Unusable Spaces | 8.13 | Foyer | 8 | Non Useable Floor Area Space Group | 805 | Non-usable - Circulation space |  | Unknown | 0.00 | NO
Roseworthy_RW155-Student Union Building_Ground Floor_G2 _ Store | RW-RW155-01-G2 | RW155-01-G2-Store | Roseworthy | RW | RW155 | Student Union Building | 01 | Ground Floor | G2 | 99996 | Vacant | 859 | Infrastructure | 7.31 | Store | 4 | Ancillary Area Space Group | 419 | Ancillary Area - Store Room - Generic |  | Adequate | 587.40 | NO
Roseworthy_RW155-Student Union Building_Ground Floor_G20 _ Foyer | RW-RW155-01-G20 | RW155-01-G20-Foyer | Roseworthy | RW | RW155 | Student Union Building | 01 | Ground Floor | G20 | 99939 | Unusable Spaces | 99939 | Unusable Spaces | 38.85 | Foyer | 8 | Non Useable Floor Area Space Group | 805 | Non-usable - Circulation space |  | Unknown | 0.00 | NO
Roseworthy_RW155-Student Union Building_Ground Floor_G20A _ Entrance | RW-RW155-01-G20A | RW155-01-G20A-Entrance | Roseworthy | RW | RW155 | Student Union Building | 01 | Ground Floor | G20A | 99939 | Unusable Spaces | 99939 | Unusable Spaces | 8.55 | Entrance | 8 | Non Useable Floor Area Space Group | 805 | Non-usable - Circulation space |  | Unknown | 0.00 | NO
Roseworthy_RW155-Student Union Building_Ground Floor_G20D _ Stair | RW-RW155-01-G20D | RW155-01-G20D-Stair | Roseworthy | RW | RW155 | Student Union Building | 01 | Ground Floor | G20D | 99939 | Unusable Spaces | 99939 | Unusable Spaces | 5.26 | Stair | 8 | Non Useable Floor Area Space Group | 805 | Non-usable - Circulation space |  | Unknown | 0.00 | NO
Roseworthy_RW155-Student Union Building_Ground Floor_G2A _ Bar area | RW-RW155-01-G2A | RW155-01-G2A-Bar area | Roseworthy | RW | RW155 | Student Union Building | 01 | Ground Floor | G2A | 99996 | Vacant | 859 | Infrastructure | 5.17 | Bar area | 6 | General Facility Space Group | 609 | General Facility - Recreation Room/Lounge/Bar/Social space |  | Adequate | 528.74 | NO
Roseworthy_RW155-Student Union Building_Ground Floor_G3 _ Bar | RW-RW155-01-G3 | RW155-01-G3-Bar | Roseworthy | RW | RW155 | Student Union Building | 01 | Ground Floor | G3 | 99996 | Vacant | 859 | Infrastructure | 26.1 | Bar | 6 | General Facility Space Group | 609 | General Facility - Recreation Room/Lounge/Bar/Social space |  | Adequate | 2,669.28 | NO
Roseworthy_RW155-Student Union Building_Ground Floor_G4 _ Bar Store | RW-RW155-01-G4 | RW155-01-G4-Bar Store | Roseworthy | RW | RW155 | Student Union Building | 01 | Ground Floor | G4 | 99996 | Vacant | 859 | Infrastructure | 31.08 | Bar Store | 4 | Ancillary Area Space Group | 419 | Ancillary Area - Store Room - Generic |  | Adequate | 2,497.46 | NO
Roseworthy_RW155-Student Union Building_Ground Floor_G4A _ Staff Lounge Bar | RW-RW155-01-G4A | RW155-01-G4A-Staff Lounge Bar | Roseworthy | RW | RW155 | Student Union Building | 01 | Ground Floor | G4A | 99996 | Vacant | 859 | Infrastructure | 7.18 | Staff Lounge Bar | 6 | General Facility Space Group | 609 | General Facility - Recreation Room/Lounge/Bar/Social space |  | Adequate | 734.31 | NO
Roseworthy_RW155-Student Union Building_Ground Floor_G5 _ "former Gym" | RW-RW155-01-G5 | RW155-01-G5-"former Gym" | Roseworthy | RW | RW155 | Student Union Building | 01 | Ground Floor | G5 | 99996 | Vacant | 859 | Infrastructure | 84.32 | "former Gym" | 4 | Ancillary Area Space Group | 400 | Ancillary Area - Specific Type Not Defined |  | Adequate | 6,775.60 | NO
Roseworthy_RW155-Student Union Building_Ground Floor_G5A _ Store | RW-RW155-01-G5A | RW155-01-G5A-Store | Roseworthy | RW | RW155 | Student Union Building | 01 | Ground Floor | G5A | 99994 | Uni of Adelaide Student Union Association | 859 | Infrastructure | 18.53 | Store | 4 | Ancillary Area Space Group | 419 | Ancillary Area - Store Room - Generic |  | Adequate | 1,488.99 | NO
Roseworthy_RW155-Student Union Building_Ground Floor_G6 _ Projector Room | RW-RW155-01-G6 | RW155-01-G6-Projector Room | Roseworthy | RW | RW155 | Student Union Building | 01 | Ground Floor | G6 | 99996 | Vacant | 859 | Infrastructure | 7.03 | Projector Room | 4 | Ancillary Area Space Group | 419 | Ancillary Area - Store Room - Generic |  | Adequate | 564.90 | NO
Roseworthy_RW155-Student Union Building_Ground Floor_G7 _ WC - F | RW-RW155-01-G7 | RW155-01-G7-WC - F | Roseworthy | RW | RW155 | Student Union Building | 01 | Ground Floor | G7 | 99939 | Unusable Spaces | 99939 | Unusable Spaces | 10.78 | WC - F | 8 | Non Useable Floor Area Space Group | 820 | Non-usable - Toilets/Amenities - Female |  | Unknown | 0.00 | NO
Roseworthy_RW155-Student Union Building_Ground Floor_G9 _ WC - M | RW-RW155-01-G9 | RW155-01-G9-WC - M | Roseworthy | RW | RW155 | Student Union Building | 01 | Ground Floor | G9 | 99939 | Unusable Spaces | 99939 | Unusable Spaces | 9.22 | WC - M | 8 | Non Useable Floor Area Space Group | 821 | Non-usable - Toilets/Amenities - Male |  | Unknown | 0.00 | NO
Roseworthy_RW155-Student Union Building_Ground Floor_G9A _ Corr. | RW-RW155-01-G9A | RW155-01-G9A-Corr. | Roseworthy | RW | RW155 | Student Union Building | 01 | Ground Floor | G9A | 99939 | Unusable Spaces | 99939 | Unusable Spaces | 1.73 | Corr. | 8 | Non Useable Floor Area Space Group | 805 | Non-usable - Circulation space |  | Unknown | 0.00 | NO
Roseworthy_RW155-Student Union Building_First Floor_101 _ Office - President | RW-RW155-02-101 | RW155-02-101-Office - President | Roseworthy | RW | RW155 | Student Union Building | 02 | First Floor | 101 | 730 | Office of Academic and Student Engagement | 730 | Office of Academic and Student Engagement | 12.32 | Office - President | 1 | Office Space Group | 108 | Office - Professional/General Staff |  | Adequate | 1,124.98 | NO
Roseworthy_RW155-Student Union Building_First Floor_102 _ Lounge | RW-RW155-02-102 | RW155-02-102-Lounge | Roseworthy | RW | RW155 | Student Union Building | 02 | First Floor | 102 | 730 | Office of Academic and Student Engagement | 730 | Office of Academic and Student Engagement | 81.1 | Lounge | 6 | General Facility Space Group | 609 | General Facility - Recreation Room/Lounge/Bar/Social space |  | Adequate | 8,294.18 | NO
Roseworthy_RW155-Student Union Building_Roof Plan_R01 _ Services Zone (NUFA) | RW-RW155-03-R01 | RW155-03-R01-Services Zone (NUFA) | Roseworthy | RW | RW155 | Student Union Building | 03 | Roof Plan | R01 | 99939 | Unusable Spaces | 99939 | Unusable Spaces | 10.83 | Services Zone (NUFA) | 8 | Non Useable Floor Area Space Group | 811 | Non-usable - Plant room other |  | Unknown | 0.00 | NO
Roseworthy_RW156-Security & Campus Services_Ground Floor_G0A _ Verandah (UCA) | RW-RW156-01-G0A | RW156-01-G0A-Verandah (UCA) | Roseworthy | RW | RW156 | Security & Campus Services | 01 | Ground Floor | G0A | 99939 | Unusable Spaces | 99939 | Unusable Spaces | 5.18 | Verandah (UCA) | 8 | Non Useable Floor Area Space Group | 839 | Non-usable - Verandah/Balcony |  | Unknown | 0.00 | NO
Roseworthy_RW156-Security & Campus Services_Ground Floor_G0B _ Verandah (UCA) | RW-RW156-01-G0B | RW156-01-G0B-Verandah (UCA) | Roseworthy | RW | RW156 | Security & Campus Services | 01 | Ground Floor | G0B | 99939 | Unusable Spaces | 99939 | Unusable Spaces | 21.21 | Verandah (UCA) | 8 | Non Useable Floor Area Space Group | 839 | Non-usable - Verandah/Balcony |  | Unknown | 0.00 | NO
Roseworthy_RW156-Security & Campus Services_Ground Floor_G0C _ Verandah (UCA) | RW-RW156-01-G0C | RW156-01-G0C-Verandah (UCA) | Roseworthy | RW | RW156 | Security & Campus Services | 01 | Ground Floor | G0C | 99939 | Unusable Spaces | 99939 | Unusable Spaces | 10.19 | Verandah (UCA) | 8 | Non Useable Floor Area Space Group | 839 | Non-usable - Verandah/Balcony |  | Unknown | 0.00 | NO
Roseworthy_RW156-Security & Campus Services_Ground Floor_G1 _ Corr. | RW-RW156-01-G1 | RW156-01-G1-Corr. | Roseworthy | RW | RW156 | Security & Campus Services | 01 | Ground Floor | G1 | 99939 | Unusable Spaces | 99939 | Unusable Spaces | 6.14 | Corr. | 8 | Non Useable Floor Area Space Group | 805 | Non-usable - Circulation space |  | Unknown | 0.00 | NO
Roseworthy_RW156-Security & Campus Services_Ground Floor_G10 _ Kitchen | RW-RW156-01-G10 | RW156-01-G10-Kitchen | Roseworthy | RW | RW156 | Security & Campus Services | 01 | Ground Floor | G10 | 859 | Infrastructure Office | 859 | Infrastructure | 11.4 | Kitchen | 6 | General Facility Space Group | 608 | General Facility - Kitchen/Servery/Food Storage |  | Adequate | 1,165.89 | NO
Roseworthy_RW156-Security & Campus Services_Ground Floor_G11 _ Meeting | RW-RW156-01-G11 | RW156-01-G11-Meeting | Roseworthy | RW | RW156 | Security & Campus Services | 01 | Ground Floor | G11 | 859 | Infrastructure Office | 859 | Infrastructure | 11.4 | Meeting | 6 | General Facility Space Group | 601 | General Facility - Committee/Conference/Meeting room |  | Adequate | 1,165.89 | NO
Roseworthy_RW156-Security & Campus Services_Ground Floor_G12 _ Office | RW-RW156-01-G12 | RW156-01-G12-Office | Roseworthy | RW | RW156 | Security & Campus Services | 01 | Ground Floor | G12 | 859 | Infrastructure Office | 859 | Infrastructure | 11.17 | Office | 1 | Office Space Group | 108 | Office - Professional/General Staff |  | Adequate | 1,019.97 | NO
Roseworthy_RW156-Security & Campus Services_Ground Floor_G13 _ Office | RW-RW156-01-G13 | RW156-01-G13-Office | Roseworthy | RW | RW156 | Security & Campus Services | 01 | Ground Floor | G13 | 859 | Infrastructure Office | 859 | Infrastructure | 23.26 | Office | 1 | Office Space Group | 108 | Office - Professional/General Staff |  | Adequate | 2,123.95 | NO
Roseworthy_RW156-Security & Campus Services_Ground Floor_G13D _ Fireplace | RW-RW156-01-G13D | RW156-01-G13D-Fireplace | Roseworthy | RW | RW156 | Security & Campus Services | 01 | Ground Floor | G13D | 859 | Infrastructure Office | 859 | Infrastructure | 1.21 | Fireplace | 8 | Non Useable Floor Area Space Group | 800 | Non-usable - Specific type not defined |  | Adequate | 0.00 | NO
Roseworthy_RW156-Security & Campus Services_Ground Floor_G14 _ Office - Admin | RW-RW156-01-G14 | RW156-01-G14-Office - Admin | Roseworthy | RW | RW156 | Security & Campus Services | 01 | Ground Floor | G14 | 859 | Infrastructure Office | 859 | Infrastructure | 17.42 | Office - Admin | 1 | Office Space Group | 108 | Office - Professional/General Staff |  | Adequate | 1,590.68 | NO
Roseworthy_RW156-Security & Campus Services_Ground Floor_G2 _ Corr. | RW-RW156-01-G2 | RW156-01-G2-Corr. | Roseworthy | RW | RW156 | Security & Campus Services | 01 | Ground Floor | G2 | 99939 | Unusable Spaces | 99939 | Unusable Spaces | 19.15 | Corr. | 8 | Non Useable Floor Area Space Group | 805 | Non-usable - Circulation space |  | Unknown | 0.00 | NO
Roseworthy_RW156-Security & Campus Services_Ground Floor_G2A _ Corr. | RW-RW156-01-G2A | RW156-01-G2A-Corr. | Roseworthy | RW | RW156 | Security & Campus Services | 01 | Ground Floor | G2A | 99939 | Unusable Spaces | 99939 | Unusable Spaces | 1.05 | Corr. | 8 | Non Useable Floor Area Space Group | 805 | Non-usable - Circulation space |  | Unknown | 0.00 | NO
Roseworthy_RW156-Security & Campus Services_Ground Floor_G3 _ Office - Security | RW-RW156-01-G3 | RW156-01-G3-Office - Security | Roseworthy | RW | RW156 | Security & Campus Services | 01 | Ground Floor | G3 | 859 | Infrastructure Office | 859 | Infrastructure | 11.02 | Office - Security | 1 | Office Space Group | 108 | Office - Professional/General Staff |  | Adequate | 1,006.27 | NO
Roseworthy_RW156-Security & Campus Services_Ground Floor_G4 _ Mail Room | RW-RW156-01-G4 | RW156-01-G4-Mail Room | Roseworthy | RW | RW156 | Security & Campus Services | 01 | Ground Floor | G4 | 859 | Infrastructure Office | 859 | Infrastructure | 11.02 | Mail Room | 4 | Ancillary Area Space Group | 408 | Ancillary Area - Mail Room/ Goods Receipt/Despatch |  | Adequate | 885.52 | NO
Roseworthy_RW156-Security & Campus Services_Ground Floor_G5 _ Store | RW-RW156-01-G5 | RW156-01-G5-Store | Roseworthy | RW | RW156 | Security & Campus Services | 01 | Ground Floor | G5 | 859 | Infrastructure Office | 859 | Infrastructure | 11.02 | Store | 4 | Ancillary Area Space Group | 419 | Ancillary Area - Store Room - Generic |  | Adequate | 885.52 | NO
Roseworthy_RW156-Security & Campus Services_Ground Floor_G6 _ Store | RW-RW156-01-G6 | RW156-01-G6-Store | Roseworthy | RW | RW156 | Security & Campus Services | 01 | Ground Floor | G6 | 859 | Infrastructure Office | 859 | Infrastructure | 6.48 | Store | 4 | Ancillary Area Space Group | 419 | Ancillary Area - Store Room - Generic |  | Adequate | 520.71 | NO
Roseworthy_RW156-Security & Campus Services_Ground Floor_G7 _ WC / Shower - M | RW-RW156-01-G7 | RW156-01-G7-WC / Shower - M | Roseworthy | RW | RW156 | Security & Campus Services | 01 | Ground Floor | G7 | 859 | Infrastructure Office | 859 | Infrastructure | 7.59 | WC / Shower - M | 8 | Non Useable Floor Area Space Group | 821 | Non-usable - Toilets/Amenities - Male |  | Adequate | 0.00 | NO
Roseworthy_RW156-Security & Campus Services_Ground Floor_G8 _ WC / Shower - F | RW-RW156-01-G8 | RW156-01-G8-WC / Shower - F | Roseworthy | RW | RW156 | Security & Campus Services | 01 | Ground Floor | G8 | 859 | Infrastructure Office | 859 | Infrastructure | 7.3 | WC / Shower - F | 8 | Non Useable Floor Area Space Group | 820 | Non-usable - Toilets/Amenities - Female |  | Adequate | 0.00 | NO
Roseworthy_RW156-Security & Campus Services_Ground Floor_G9 _ Cleaner Cupboard | RW-RW156-01-G9 | RW156-01-G9-Cleaner Cupboard | Roseworthy | RW | RW156 | Security & Campus Services | 01 | Ground Floor | G9 | 859 | Infrastructure Office | 859 | Infrastructure | 0.82 | Cleaner Cupboard | 8 | Non Useable Floor Area Space Group | 806 | Non-usable - Cleaners room |  | Adequate | 0.00 | NO
Roseworthy_RW157-Ticket Box - Model Railway_Ground Floor_G1 _ Ticket Box - Model Railway | RW-RW157-GN-G1 | RW157-GN-G1-Ticket Box - Model Railway | Roseworthy | RW | RW157 | Ticket Box - Model Railway | GN | Ground Floor | G1 | 99993 | Charitable Relationship | 859 | Infrastructure | 2.37 | Ticket Box - Model Railway | 6 | General Facility Space Group | 611 | General Facility - Commercial/Business/Retail Facilities |  | Unknown | 0.00 | NO
Roseworthy_RW158-Toilet adjacent Shearing Shed_Ground Floor_G1 _ WC (adjacent Shearing Shed) | RW-RW158-GN-G1 | RW158-GN-G1-WC (adjacent Shearing Shed) | Roseworthy | RW | RW158 | Toilet adjacent Shearing Shed | GN | Ground Floor | G1 | 99939 | Unusable Spaces | 99939 | Unusable Spaces | 1.81 | WC (adjacent Shearing Shed) | 8 | Non Useable Floor Area Space Group | 835 | Non-usable - Toilets/Amenities - Other |  | Unknown | 0.00 | NO
Roseworthy_RW159-Toilets & Change Rooms_Ground Floor_G1 _ WC | RW-RW159-GN-G1 | RW159-GN-G1-WC | Roseworthy | RW | RW159 | Toilets & Change Rooms | GN | Ground Floor | G1 | 99939 | Unusable Spaces | 99939 | Unusable Spaces | 1.62 | WC | 8 | Non Useable Floor Area Space Group | 835 | Non-usable - Toilets/Amenities - Other |  | Unknown | 0.00 | NO
Roseworthy_RW159-Toilets & Change Rooms_Ground Floor_G2 _ Changeroom | RW-RW159-GN-G2 | RW159-GN-G2-Changeroom | Roseworthy | RW | RW159 | Toilets & Change Rooms | GN | Ground Floor | G2 | 99939 | Unusable Spaces | 99939 | Unusable Spaces | 10.02 | Changeroom | 8 | Non Useable Floor Area Space Group | 835 | Non-usable - Toilets/Amenities - Other |  | Unknown | 0.00 | NO
Roseworthy_RW159-Toilets & Change Rooms_Ground Floor_G3 _ WC | RW-RW159-GN-G3 | RW159-GN-G3-WC | Roseworthy | RW | RW159 | Toilets & Change Rooms | GN | Ground Floor | G3 | 99939 | Unusable Spaces | 99939 | Unusable Spaces | 1.98 | WC | 8 | Non Useable Floor Area Space Group | 835 | Non-usable - Toilets/Amenities - Other |  | Unknown | 0.00 | NO
Roseworthy_RW159-Toilets & Change Rooms_Ground Floor_G4 _ WC | RW-RW159-GN-G4 | RW159-GN-G4-WC | Roseworthy | RW | RW159 | Toilets & Change Rooms | GN | Ground Floor | G4 | 99939 | Unusable Spaces | 99939 | Unusable Spaces | 1.98 | WC | 8 | Non Useable Floor Area Space Group | 835 | Non-usable - Toilets/Amenities - Other |  | Unknown | 0.00 | NO
Roseworthy_RW159-Toilets & Change Rooms_Ground Floor_G5 _ WC | RW-RW159-GN-G5 | RW159-GN-G5-WC | Roseworthy | RW | RW159 | Toilets & Change Rooms | GN | Ground Floor | G5 | 99939 | Unusable Spaces | 99939 | Unusable Spaces | 1.62 | WC | 8 | Non Useable Floor Area Space Group | 835 | Non-usable - Toilets/Amenities - Other |  | Unknown | 0.00 | NO
Roseworthy_RW159-Toilets & Change Rooms_Ground Floor_G6 _ WC | RW-RW159-GN-G6 | RW159-GN-G6-WC | Roseworthy | RW | RW159 | Toilets & Change Rooms | GN | Ground Floor | G6 | 99939 | Unusable Spaces | 99939 | Unusable Spaces | 11.25 | WC | 8 | Non Useable Floor Area Space Group | 835 | Non-usable - Toilets/Amenities - Other |  | Unknown | 0.00 | NO
Roseworthy_RW159-Toilets & Change Rooms_Ground Floor_G7 _ WC | RW-RW159-GN-G7 | RW159-GN-G7-WC | Roseworthy | RW | RW159 | Toilets & Change Rooms | GN | Ground Floor | G7 | 99939 | Unusable Spaces | 99939 | Unusable Spaces | 1.62 | WC | 8 | Non Useable Floor Area Space Group | 835 | Non-usable - Toilets/Amenities - Other |  | Unknown | 0.00 | NO
Roseworthy_RW160-Toilets_Ground Floor_G1 _ Entrance | RW-RW160-GN-G1 | RW160-GN-G1-Entrance | Roseworthy | RW | RW160 | Toilets | GN | Ground Floor | G1 | 99939 | Unusable Spaces | 99939 | Unusable Spaces | 1.09 | Entrance | 8 | Non Useable Floor Area Space Group | 805 | Non-usable - Circulation space |  | Unknown | 0.00 | NO
Roseworthy_RW160-Toilets_Ground Floor_G2 _ WC | RW-RW160-GN-G2 | RW160-GN-G2-WC | Roseworthy | RW | RW160 | Toilets | GN | Ground Floor | G2 | 99939 | Unusable Spaces | 99939 | Unusable Spaces | 3.09 | WC | 8 | Non Useable Floor Area Space Group | 835 | Non-usable - Toilets/Amenities - Other |  | Unknown | 0.00 | NO
Roseworthy_RW160-Toilets_Ground Floor_G2A _ WC | RW-RW160-GN-G2A | RW160-GN-G2A-WC | Roseworthy | RW | RW160 | Toilets | GN | Ground Floor | G2A | 99939 | Unusable Spaces | 99939 | Unusable Spaces | 3.09 | WC | 8 | Non Useable Floor Area Space Group | 835 | Non-usable - Toilets/Amenities - Other |  | Unknown | 0.00 | NO
Roseworthy_RW160-Toilets_Ground Floor_G3 _ WC | RW-RW160-GN-G3 | RW160-GN-G3-WC | Roseworthy | RW | RW160 | Toilets | GN | Ground Floor | G3 | 99939 | Unusable Spaces | 99939 | Unusable Spaces | 3.53 | WC | 8 | Non Useable Floor Area Space Group | 835 | Non-usable - Toilets/Amenities - Other |  | Unknown | 0.00 | NO
Roseworthy_RW160-Toilets_Ground Floor_G3A _ WC | RW-RW160-GN-G3A | RW160-GN-G3A-WC | Roseworthy | RW | RW160 | Toilets | GN | Ground Floor | G3A | 99939 | Unusable Spaces | 99939 | Unusable Spaces | 2.66 | WC | 8 | Non Useable Floor Area Space Group | 835 | Non-usable - Toilets/Amenities - Other |  | Unknown | 0.00 | NO
Roseworthy_RW160-Toilets_Ground Floor_G4 _ Entrance | RW-RW160-GN-G4 | RW160-GN-G4-Entrance | Roseworthy | RW | RW160 | Toilets | GN | Ground Floor | G4 | 99939 | Unusable Spaces | 99939 | Unusable Spaces | 1.09 | Entrance | 8 | Non Useable Floor Area Space Group | 805 | Non-usable - Circulation space |  | Unknown | 0.00 | NO
Roseworthy_RW161-Towar House - Custance_Ground Floor_G1 _ Bedroom (4) | RW-RW161-GN-G1 | RW161-GN-G1-Bedroom (4) | Roseworthy | RW | RW161 | Towar House - Custance | GN | Ground Floor | G1 | 99963 | Student Accommodation | 99939 | Unusable Spaces | 13.47 | Bedroom (4) | 7 | Residential Accommodation Space Group | 700 | Residential - Specific type not defined |  | Unknown | 0.00 | NO
Roseworthy_RW161-Towar House - Custance_Ground Floor_G10 _ Store | RW-RW161-GN-G10 | RW161-GN-G10-Store | Roseworthy | RW | RW161 | Towar House - Custance | GN | Ground Floor | G10 | 99963 | Student Accommodation | 99939 | Unusable Spaces | 0.8 | Store | 4 | Ancillary Area Space Group | 419 | Ancillary Area - Store Room - Generic |  | Unknown | 0.00 | NO
Roseworthy_RW161-Towar House - Custance_Ground Floor_G11 _ Bathroom | RW-RW161-GN-G11 | RW161-GN-G11-Bathroom | Roseworthy | RW | RW161 | Towar House - Custance | GN | Ground Floor | G11 | 99963 | Student Accommodation | 99939 | Unusable Spaces | 5.94 | Bathroom | 7 | Residential Accommodation Space Group | 700 | Residential - Specific type not defined |  | Unknown | 0.00 | NO
Roseworthy_RW161-Towar House - Custance_Ground Floor_G12 _ Bedroom (5) | RW-RW161-GN-G12 | RW161-GN-G12-Bedroom (5) | Roseworthy | RW | RW161 | Towar House - Custance | GN | Ground Floor | G12 | 99963 | Student Accommodation | 99939 | Unusable Spaces | 10.26 | Bedroom (5) | 7 | Residential Accommodation Space Group | 700 | Residential - Specific type not defined |  | Unknown | 0.00 | NO
Roseworthy_RW161-Towar House - Custance_Ground Floor_G13 _ Corr. | RW-RW161-GN-G13 | RW161-GN-G13-Corr. | Roseworthy | RW | RW161 | Towar House - Custance | GN | Ground Floor | G13 | 99963 | Student Accommodation | 99939 | Unusable Spaces | 7.9 | Corr. | 8 | Non Useable Floor Area Space Group | 805 | Non-usable - Circulation space |  | Unknown | 0.00 | NO
Roseworthy_RW161-Towar House - Custance_Ground Floor_G2 _ Bedroom (3) | RW-RW161-GN-G2 | RW161-GN-G2-Bedroom (3) | Roseworthy | RW | RW161 | Towar House - Custance | GN | Ground Floor | G2 | 99963 | Student Accommodation | 99939 | Unusable Spaces | 10.13 | Bedroom (3) | 7 | Residential Accommodation Space Group | 700 | Residential - Specific type not defined |  | Unknown | 0.00 | NO
Roseworthy_RW161-Towar House - Custance_Ground Floor_G3 _ Bedroom (2) | RW-RW161-GN-G3 | RW161-GN-G3-Bedroom (2) | Roseworthy | RW | RW161 | Towar House - Custance | GN | Ground Floor | G3 | 99963 | Student Accommodation | 99939 | Unusable Spaces | 10.13 | Bedroom (2) | 7 | Residential Accommodation Space Group | 700 | Residential - Specific type not defined |  | Unknown | 0.00 | NO
Roseworthy_RW161-Towar House - Custance_Ground Floor_G4 _ Bedroom (1) | RW-RW161-GN-G4 | RW161-GN-G4-Bedroom (1) | Roseworthy | RW | RW161 | Towar House - Custance | GN | Ground Floor | G4 | 99963 | Student Accommodation | 99939 | Unusable Spaces | 9.94 | Bedroom (1) | 7 | Residential Accommodation Space Group | 700 | Residential - Specific type not defined |  | Unknown | 0.00 | NO
Roseworthy_RW161-Towar House - Custance_Ground Floor_G5 _ Verandah (UCA) | RW-RW161-GN-G5 | RW161-GN-G5-Verandah (UCA) | Roseworthy | RW | RW161 | Towar House - Custance | GN | Ground Floor | G5 | 99963 | Student Accommodation | 99939 | Unusable Spaces | 8.31 | Verandah (UCA) | 8 | Non Useable Floor Area Space Group | 839 | Non-usable - Verandah/Balcony |  | Unknown | 0.00 | NO
Roseworthy_RW161-Towar House - Custance_Ground Floor_G6 _ Dining / Lounge | RW-RW161-GN-G6 | RW161-GN-G6-Dining / Lounge | Roseworthy | RW | RW161 | Towar House - Custance | GN | Ground Floor | G6 | 99963 | Student Accommodation | 99939 | Unusable Spaces | 25.84 | Dining / Lounge | 7 | Residential Accommodation Space Group | 700 | Residential - Specific type not defined |  | Unknown | 0.00 | NO
Roseworthy_RW161-Towar House - Custance_Ground Floor_G7 _ Kitchen | RW-RW161-GN-G7 | RW161-GN-G7-Kitchen | Roseworthy | RW | RW161 | Towar House - Custance | GN | Ground Floor | G7 | 99963 | Student Accommodation | 99939 | Unusable Spaces | 9.45 | Kitchen | 7 | Residential Accommodation Space Group | 700 | Residential - Specific type not defined |  | Unknown | 0.00 | NO
Roseworthy_RW161-Towar House - Custance_Ground Floor_G8 _ Ldry | RW-RW161-GN-G8 | RW161-GN-G8-Ldry | Roseworthy | RW | RW161 | Towar House - Custance | GN | Ground Floor | G8 | 99963 | Student Accommodation | 99939 | Unusable Spaces | 4.86 | Ldry | 7 | Residential Accommodation Space Group | 700 | Residential - Specific type not defined |  | Unknown | 0.00 | NO
Roseworthy_RW161-Towar House - Custance_Ground Floor_G8A _ Verandah (UCA) | RW-RW161-GN-G8A | RW161-GN-G8A-Verandah (UCA) | Roseworthy | RW | RW161 | Towar House - Custance | GN | Ground Floor | G8A | 99963 | Student Accommodation | 99939 | Unusable Spaces | 5.94 | Verandah (UCA) | 8 | Non Useable Floor Area Space Group | 839 | Non-usable - Verandah/Balcony |  | Unknown | 0.00 | NO
Roseworthy_RW161-Towar House - Custance_Ground Floor_G9 _ WC | RW-RW161-GN-G9 | RW161-GN-G9-WC | Roseworthy | RW | RW161 | Towar House - Custance | GN | Ground Floor | G9 | 99963 | Student Accommodation | 99939 | Unusable Spaces | 1.81 | WC | 7 | Residential Accommodation Space Group | 700 | Residential - Specific type not defined |  | Unknown | 0.00 | NO
Roseworthy_RW162-Veterinary Centre_Ground Floor_G0 _ Verandah (UCA) | RW-RW162-01-G0 | RW162-01-G0-Verandah (UCA) | Roseworthy | RW | RW162 | Veterinary Centre | 01 | Ground Floor | G0 | 99939 | Unusable Spaces | 99939 | Unusable Spaces | 34.51 | Verandah (UCA) | 8 | Non Useable Floor Area Space Group | 839 | Non-usable - Verandah/Balcony |  | Unknown | 0.00 | NO
Roseworthy_RW162-Veterinary Centre_Ground Floor_G1 _ Store - Cleaners | RW-RW162-01-G1 | RW162-01-G1-Store - Cleaners | Roseworthy | RW | RW162 | Veterinary Centre | 01 | Ground Floor | G1 | 859 | Infrastructure Office | 859 | Infrastructure | 4.73 | Store - Cleaners | 4 | Ancillary Area Space Group | 419 | Ancillary Area - Store Room - Generic |  | Adequate | 380.08 | NO
Roseworthy_RW162-Veterinary Centre_Ground Floor_G10 _ Office - Cleaners | RW-RW162-01-G10 | RW162-01-G10-Office - Cleaners | Roseworthy | RW | RW162 | Veterinary Centre | 01 | Ground Floor | G10 | 859 | Infrastructure Office | 859 | Infrastructure | 7.16 | Office - Cleaners | 1 | Office Space Group | 108 | Office - Professional/General Staff |  | Adequate | 653.80 | NO
Roseworthy_RW162-Veterinary Centre_Ground Floor_G11 _ Store - Campus Linen Room | RW-RW162-01-G11 | RW162-01-G11-Store - Campus Linen Room | Roseworthy | RW | RW162 | Veterinary Centre | 01 | Ground Floor | G11 | 859 | Infrastructure Office | 859 | Infrastructure | 24.6 | Store - Campus Linen Room | 7 | Residential Accommodation Space Group | 700 | Residential - Specific type not defined |  | Adequate | 0.00 | NO
Roseworthy_RW162-Veterinary Centre_Ground Floor_G12 _ Verandah (UCA) | RW-RW162-01-G12 | RW162-01-G12-Verandah (UCA) | Roseworthy | RW | RW162 | Veterinary Centre | 01 | Ground Floor | G12 | 99939 | Unusable Spaces | 99939 | Unusable Spaces | 18.86 | Verandah (UCA) | 8 | Non Useable Floor Area Space Group | 839 | Non-usable - Verandah/Balcony |  | Unknown | 0.00 | NO
Roseworthy_RW162-Veterinary Centre_Ground Floor_G2 _ Store - Cleaners | RW-RW162-01-G2 | RW162-01-G2-Store - Cleaners | Roseworthy | RW | RW162 | Veterinary Centre | 01 | Ground Floor | G2 | 859 | Infrastructure Office | 859 | Infrastructure | 12.13 | Store - Cleaners | 4 | Ancillary Area Space Group | 419 | Ancillary Area - Store Room - Generic |  | Adequate | 974.72 | NO
Roseworthy_RW162-Veterinary Centre_Ground Floor_G3 _ Lunchroom - Common | RW-RW162-01-G3 | RW162-01-G3-Lunchroom - Common | Roseworthy | RW | RW162 | Veterinary Centre | 01 | Ground Floor | G3 | 859 | Infrastructure Office | 859 | Infrastructure | 37.54 | Lunchroom - Common | 6 | General Facility Space Group | 608 | General Facility - Kitchen/Servery/Food Storage |  | Adequate | 3,839.26 | NO
Roseworthy_RW162-Veterinary Centre_Ground Floor_G4 _ Office - Trade Contractors | RW-RW162-01-G4 | RW162-01-G4-Office - Trade Contractors | Roseworthy | RW | RW162 | Veterinary Centre | 01 | Ground Floor | G4 | 859 | Infrastructure Office | 859 | Infrastructure | 16.68 | Office - Trade Contractors | 1 | Office Space Group | 108 | Office - Professional/General Staff |  | Adequate | 1,523.11 | NO
Roseworthy_RW162-Veterinary Centre_Ground Floor_G5 _ Corr. | RW-RW162-01-G5 | RW162-01-G5-Corr. | Roseworthy | RW | RW162 | Veterinary Centre | 01 | Ground Floor | G5 | 99939 | Unusable Spaces | 99939 | Unusable Spaces | 16.29 | Corr. | 8 | Non Useable Floor Area Space Group | 805 | Non-usable - Circulation space |  | Adequate | 0.00 | NO
Roseworthy_RW162-Veterinary Centre_Ground Floor_G6 _ Office - Trade Contractors | RW-RW162-01-G6 | RW162-01-G6-Office - Trade Contractors | Roseworthy | RW | RW162 | Veterinary Centre | 01 | Ground Floor | G6 | 859 | Infrastructure Office | 859 | Infrastructure | 12.6 | Office - Trade Contractors | 1 | Office Space Group | 108 | Office - Professional/General Staff |  | Adequate | 1,150.55 | NO
Roseworthy_RW162-Veterinary Centre_Ground Floor_G7 _ Office - Trade Contractors | RW-RW162-01-G7 | RW162-01-G7-Office - Trade Contractors | Roseworthy | RW | RW162 | Veterinary Centre | 01 | Ground Floor | G7 | 859 | Infrastructure Office | 859 | Infrastructure | 7.56 | Office - Trade Contractors | 1 | Office Space Group | 108 | Office - Professional/General Staff |  | Adequate | 690.33 | NO
Roseworthy_RW162-Veterinary Centre_Ground Floor_G8 _ Store - Cleaners | RW-RW162-01-G8 | RW162-01-G8-Store - Cleaners | Roseworthy | RW | RW162 | Veterinary Centre | 01 | Ground Floor | G8 | 859 | Infrastructure Office | 859 | Infrastructure | 10 | Store - Cleaners | 4 | Ancillary Area Space Group | 419 | Ancillary Area - Store Room - Generic |  | Adequate | 803.56 | NO
Roseworthy_RW162-Veterinary Centre_Ground Floor_G9 _ Corr. | RW-RW162-01-G9 | RW162-01-G9-Corr. | Roseworthy | RW | RW162 | Veterinary Centre | 01 | Ground Floor | G9 | 99939 | Unusable Spaces | 99939 | Unusable Spaces | 3.22 | Corr. | 8 | Non Useable Floor Area Space Group | 805 | Non-usable - Circulation space |  | Adequate | 0.00 | NO
Roseworthy_RW163-Veterinary Science_Ground Floor_G01 _ Entry | RW-RW163-01-G01 | RW163-01-G01-Entry | Roseworthy | RW | RW163 | Veterinary Science | 01 | Ground Floor | G01 | 99939 | Unusable Spaces | 99939 | Unusable Spaces | 90.42 | Entry | 8 | Non Useable Floor Area Space Group | 805 | Non-usable - Circulation space |  | Excellent | 0.00 | NO
Roseworthy_RW163-Veterinary Science_Ground Floor_G01A _ Display | RW-RW163-01-G01A | RW163-01-G01A-Display | Roseworthy | RW | RW163 | Veterinary Science | 01 | Ground Floor | G01A | 122 | School of Animal and Veterinary Sciences | 122 | School of Animal and Veterinary Sciences | 3.05 | Display | 4 | Ancillary Area Space Group | 406 | Ancillary Area - Display Area/ Museum/ Research Collection |  | Excellent | 360.28 | NO
Roseworthy_RW163-Veterinary Science_Ground Floor_G01B _ VSR | RW-RW163-01-G01B | RW163-01-G01B-VSR | Roseworthy | RW | RW163 | Veterinary Science | 01 | Ground Floor | G01B | 99939 | Unusable Spaces | 99939 | Unusable Spaces | 1.04 | VSR | 8 | Non Useable Floor Area Space Group | 840 | Non-usable - Service riser |  | Unknown | 0.00 | NO
Roseworthy_RW163-Veterinary Science_Ground Floor_G01C _ Entry | RW-RW163-01-G01C | RW163-01-G01C-Entry | Roseworthy | RW | RW163 | Veterinary Science | 01 | Ground Floor | G01C | 99939 | Unusable Spaces | 99939 | Unusable Spaces | 9.89 | Entry | 8 | Non Useable Floor Area Space Group | 805 | Non-usable - Circulation space |  | Excellent | 0.00 | NO
Roseworthy_RW163-Veterinary Science_Ground Floor_G01D _ Display | RW-RW163-01-G01D | RW163-01-G01D-Display | Roseworthy | RW | RW163 | Veterinary Science | 01 | Ground Floor | G01D | 122 | School of Animal and Veterinary Sciences | 122 | School of Animal and Veterinary Sciences | 5.3 | Display | 4 | Ancillary Area Space Group | 406 | Ancillary Area - Display Area/ Museum/ Research Collection |  | Excellent | 626.05 | NO
Roseworthy_RW163-Veterinary Science_Ground Floor_G01F _ Display | RW-RW163-01-G01F | RW163-01-G01F-Display | Roseworthy | RW | RW163 | Veterinary Science | 01 | Ground Floor | G01F | 122 | School of Animal and Veterinary Sciences | 122 | School of Animal and Veterinary Sciences | 5.79 | Display | 4 | Ancillary Area Space Group | 406 | Ancillary Area - Display Area/ Museum/ Research Collection |  | Excellent | 683.93 | NO
Roseworthy_RW163-Veterinary Science_Ground Floor_G02 _ E-Learning Suite | RW-RW163-01-G02 | RW163-01-G02-E-Learning Suite | Roseworthy | RW | RW163 | Veterinary Science | 01 | Ground Floor | G02 | 99998 | Central Common Teaching Areas (In Use) | 952 | Corporate Services Division Admin | 143 | E-Learning Suite | 3 | Specialist Teaching or Research Space Group | 310 | Laboratory - Computing - Open Access |  | Excellent | 25,529.35 | NO
Roseworthy_RW163-Veterinary Science_Ground Floor_G03 _ Kitchen | RW-RW163-01-G03 | RW163-01-G03-Kitchen | Roseworthy | RW | RW163 | Veterinary Science | 01 | Ground Floor | G03 | 99998 | Central Common Teaching Areas (In Use) | 952 | Corporate Services Division Admin | 20.96 | Kitchen | 6 | General Facility Space Group | 608 | General Facility - Kitchen/Servery/Food Storage |  | Excellent | 3,151.09 | NO
Roseworthy_RW163-Veterinary Science_Ground Floor_G03A _ Display | RW-RW163-01-G03A | RW163-01-G03A-Display | Roseworthy | RW | RW163 | Veterinary Science | 01 | Ground Floor | G03A | 122 | School of Animal and Veterinary Sciences | 122 | School of Animal and Veterinary Sciences | 0.46 | Display | 4 | Ancillary Area Space Group | 406 | Ancillary Area - Display Area/ Museum/ Research Collection |  | Excellent | 54.34 | NO
Roseworthy_RW163-Veterinary Science_Ground Floor_G04 _ Circ. - Student Breezeway | RW-RW163-01-G04 | RW163-01-G04-Circ. - Student Breezeway | Roseworthy | RW | RW163 | Veterinary Science | 01 | Ground Floor | G04 | 99939 | Unusable Spaces | 99939 | Unusable Spaces | 201.53 | Circ. - Student Breezeway | 8 | Non Useable Floor Area Space Group | 805 | Non-usable - Circulation space |  | Excellent | 0.00 | NO
Roseworthy_RW163-Veterinary Science_Ground Floor_G04A _ Seating - Student Breezeway | RW-RW163-01-G04A | RW163-01-G04A-Seating - Student Breezeway | Roseworthy | RW | RW163 | Veterinary Science | 01 | Ground Floor | G04A | 99939 | Unusable Spaces | 99939 | Unusable Spaces | 50 | Seating - Student Breezeway | 5 | Library, IT and Learning Space Group | 515 | Incidental Learning | INFORMAL-PRIM-S | Excellent | 7,516.92 | NO
Roseworthy_RW163-Veterinary Science_Ground Floor_G04D _ Display | RW-RW163-01-G04D | RW163-01-G04D-Display | Roseworthy | RW | RW163 | Veterinary Science | 01 | Ground Floor | G04D | 122 | School of Animal and Veterinary Sciences | 122 | School of Animal and Veterinary Sciences | 0.35 | Display | 4 | Ancillary Area Space Group | 406 | Ancillary Area - Display Area/ Museum/ Research Collection |  | Excellent | 41.34 | NO
Roseworthy_RW163-Veterinary Science_Ground Floor_G04E _ Display | RW-RW163-01-G04E | RW163-01-G04E-Display | Roseworthy | RW | RW163 | Veterinary Science | 01 | Ground Floor | G04E | 122 | School of Animal and Veterinary Sciences | 122 | School of Animal and Veterinary Sciences | 0.61 | Display | 4 | Ancillary Area Space Group | 406 | Ancillary Area - Display Area/ Museum/ Research Collection |  | Excellent | 72.06 | NO
Roseworthy_RW163-Veterinary Science_Ground Floor_G04F _ Display | RW-RW163-01-G04F | RW163-01-G04F-Display | Roseworthy | RW | RW163 | Veterinary Science | 01 | Ground Floor | G04F | 122 | School of Animal and Veterinary Sciences | 122 | School of Animal and Veterinary Sciences | 0.61 | Display | 4 | Ancillary Area Space Group | 406 | Ancillary Area - Display Area/ Museum/ Research Collection |  | Excellent | 72.06 | NO
Roseworthy_RW163-Veterinary Science_Ground Floor_G04G _ Display | RW-RW163-01-G04G | RW163-01-G04G-Display | Roseworthy | RW | RW163 | Veterinary Science | 01 | Ground Floor | G04G | 122 | School of Animal and Veterinary Sciences | 122 | School of Animal and Veterinary Sciences | 0.61 | Display | 4 | Ancillary Area Space Group | 406 | Ancillary Area - Display Area/ Museum/ Research Collection |  | Excellent | 72.06 | NO
Roseworthy_RW163-Veterinary Science_Ground Floor_G04H _ Display | RW-RW163-01-G04H | RW163-01-G04H-Display | Roseworthy | RW | RW163 | Veterinary Science | 01 | Ground Floor | G04H | 122 | School of Animal and Veterinary Sciences | 122 | School of Animal and Veterinary Sciences | 0.81 | Display | 4 | Ancillary Area Space Group | 406 | Ancillary Area - Display Area/ Museum/ Research Collection |  | Excellent | 95.68 | NO
Roseworthy_RW163-Veterinary Science_Ground Floor_G04I _ Display | RW-RW163-01-G04I | RW163-01-G04I-Display | Roseworthy | RW | RW163 | Veterinary Science | 01 | Ground Floor | G04I | 122 | School of Animal and Veterinary Sciences | 122 | School of Animal and Veterinary Sciences | 0.81 | Display | 4 | Ancillary Area Space Group | 406 | Ancillary Area - Display Area/ Museum/ Research Collection |  | Excellent | 95.68 | NO
Roseworthy_RW163-Veterinary Science_Ground Floor_G04J _ Alcove | RW-RW163-01-G04J | RW163-01-G04J-Alcove | Roseworthy | RW | RW163 | Veterinary Science | 01 | Ground Floor | G04J | 122 | School of Animal and Veterinary Sciences | 122 | School of Animal and Veterinary Sciences | 0.79 | Alcove | 8 | Non Useable Floor Area Space Group | 805 | Non-usable - Circulation space |  | Excellent | 0.00 | NO
Roseworthy_RW163-Veterinary Science_Ground Floor_G04K _ VSR | RW-RW163-01-G04K | RW163-01-G04K-VSR | Roseworthy | RW | RW163 | Veterinary Science | 01 | Ground Floor | G04K | 99939 | Unusable Spaces | 99939 | Unusable Spaces | 1 | VSR | 8 | Non Useable Floor Area Space Group | 840 | Non-usable - Service riser |  | Unknown | 0.00 | NO
Roseworthy_RW163-Veterinary Science_Ground Floor_G05 _ Tutorial A | RW-RW163-01-G05 | RW163-01-G05-Tutorial A | Roseworthy | RW | RW163 | Veterinary Science | 01 | Ground Floor | G05 | 99998 | Central Common Teaching Areas (In Use) | 952 | Corporate Services Division Admin | 70.1 | Tutorial A | 2 | Teaching Space Group | 206 | Lecture/Seminar/Tutorial/Class Room (<30) Flat Floor |  | Excellent | 11,479.69 | NO
Roseworthy_RW163-Veterinary Science_Ground Floor_G06 _ Tutorial B | RW-RW163-01-G06 | RW163-01-G06-Tutorial B | Roseworthy | RW | RW163 | Veterinary Science | 01 | Ground Floor | G06 | 99998 | Central Common Teaching Areas (In Use) | 952 | Corporate Services Division Admin | 68.46 | Tutorial B | 2 | Teaching Space Group | 206 | Lecture/Seminar/Tutorial/Class Room (<30) Flat Floor |  | Excellent | 11,211.12 | NO
Roseworthy_RW163-Veterinary Science_Ground Floor_G07 _ Tutorial C | RW-RW163-01-G07 | RW163-01-G07-Tutorial C | Roseworthy | RW | RW163 | Veterinary Science | 01 | Ground Floor | G07 | 99998 | Central Common Teaching Areas (In Use) | 952 | Corporate Services Division Admin | 68.22 | Tutorial C | 2 | Teaching Space Group | 206 | Lecture/Seminar/Tutorial/Class Room (<30) Flat Floor |  | Excellent | 11,171.81 | NO
Roseworthy_RW163-Veterinary Science_Ground Floor_G08 _ Teaching West | RW-RW163-01-G08 | RW163-01-G08-Teaching West | Roseworthy | RW | RW163 | Veterinary Science | 01 | Ground Floor | G08 | 122 | School of Animal and Veterinary Sciences | 122 | School of Animal and Veterinary Sciences | 248.43 | Teaching West | 2 | Teaching Space Group | 204 | Lecture/Seminar/Tutorial (>70 seats) Flat Floor |  | Excellent | 40,683.28 | NO
Roseworthy_RW163-Veterinary Science_Ground Floor_G09 _ Preparation Area | RW-RW163-01-G09 | RW163-01-G09-Preparation Area | Roseworthy | RW | RW163 | Veterinary Science | 01 | Ground Floor | G09 | 122 | School of Animal and Veterinary Sciences | 122 | School of Animal and Veterinary Sciences | 26.55 | Preparation Area | 3 | Specialist Teaching or Research Space Group | 314 | Clinical Areas Teaching Space - Undergraduate/Postgraduate |  | Excellent | 4,739.89 | NO
Roseworthy_RW163-Veterinary Science_Ground Floor_G10 _ Store | RW-RW163-01-G10 | RW163-01-G10-Store | Roseworthy | RW | RW163 | Veterinary Science | 01 | Ground Floor | G10 | 122 | School of Animal and Veterinary Sciences | 122 | School of Animal and Veterinary Sciences | 22.93 | Store | 4 | Ancillary Area Space Group | 419 | Ancillary Area - Store Room - Generic |  | Excellent | 2,708.56 | NO
Roseworthy_RW163-Veterinary Science_Ground Floor_G100 _ Nurses Station | RW-RW163-01-G100 | RW163-01-G100-Nurses Station | Roseworthy | RW | RW163 | Veterinary Science | 01 | Ground Floor | G100 | 330 | Equine Health & Performance Centre | 122 | School of Animal and Veterinary Sciences | 15.77 | Nurses Station | 1 | Office Space Group | 101 | Office - Academic Staff |  | Excellent | 2,116.82 | NO
Roseworthy_RW163-Veterinary Science_Ground Floor_G101 _ Treatment Room | RW-RW163-01-G101 | RW163-01-G101-Treatment Room | Roseworthy | RW | RW163 | Veterinary Science | 01 | Ground Floor | G101 | 122 | School of Animal and Veterinary Sciences | 122 | School of Animal and Veterinary Sciences | 69.74 | Treatment Room | 3 | Specialist Teaching or Research Space Group | 314 | Clinical Areas Teaching Space - Undergraduate/Postgraduate |  | Excellent | 12,450.47 | NO
Roseworthy_RW163-Veterinary Science_Ground Floor_G103 _ Corr. | RW-RW163-01-G103 | RW163-01-G103-Corr. | Roseworthy | RW | RW163 | Veterinary Science | 01 | Ground Floor | G103 | 99939 | Unusable Spaces | 99939 | Unusable Spaces | 47.25 | Corr. | 8 | Non Useable Floor Area Space Group | 805 | Non-usable - Circulation space |  | Excellent | 0.00 | NO
Roseworthy_RW163-Veterinary Science_Ground Floor_G103A _ FHR | RW-RW163-01-G103A | RW163-01-G103A-FHR | Roseworthy | RW | RW163 | Veterinary Science | 01 | Ground Floor | G103A | 99939 | Unusable Spaces | 99939 | Unusable Spaces | 0.36 | FHR | 8 | Non Useable Floor Area Space Group | 840 | Non-usable - Service riser |  | Unknown | 0.00 | NO
Roseworthy_RW163-Veterinary Science_Ground Floor_G104 _ Dog Ward | RW-RW163-01-G104 | RW163-01-G104-Dog Ward | Roseworthy | RW | RW163 | Veterinary Science | 01 | Ground Floor | G104 | 122 | School of Animal and Veterinary Sciences | 122 | School of Animal and Veterinary Sciences | 36.73 | Dog Ward | 4 | Ancillary Area Space Group | 404 | Ancillary Area - Animal Holding |  | Excellent | 4,338.66 | NO
Roseworthy_RW163-Veterinary Science_Ground Floor_G105 _ Dog Ward | RW-RW163-01-G105 | RW163-01-G105-Dog Ward | Roseworthy | RW | RW163 | Veterinary Science | 01 | Ground Floor | G105 | 122 | School of Animal and Veterinary Sciences | 122 | School of Animal and Veterinary Sciences | 28.8 | Dog Ward | 4 | Ancillary Area Space Group | 404 | Ancillary Area - Animal Holding |  | Excellent | 3,401.95 | NO
Roseworthy_RW163-Veterinary Science_Ground Floor_G106 _ Feed Store | RW-RW163-01-G106 | RW163-01-G106-Feed Store | Roseworthy | RW | RW163 | Veterinary Science | 01 | Ground Floor | G106 | 122 | School of Animal and Veterinary Sciences | 122 | School of Animal and Veterinary Sciences | 16.56 | Feed Store | 4 | Ancillary Area Space Group | 404 | Ancillary Area - Animal Holding |  | Excellent | 1,956.12 | NO
Roseworthy_RW163-Veterinary Science_Ground Floor_G107 _ Isolation Ward | RW-RW163-01-G107 | RW163-01-G107-Isolation Ward | Roseworthy | RW | RW163 | Veterinary Science | 01 | Ground Floor | G107 | 122 | School of Animal and Veterinary Sciences | 122 | School of Animal and Veterinary Sciences | 21.53 | Isolation Ward | 3 | Specialist Teaching or Research Space Group | 314 | Clinical Areas Teaching Space - Undergraduate/Postgraduate |  | Excellent | 3,843.69 | NO
Roseworthy_RW163-Veterinary Science_Ground Floor_G108 _ Wild Life | RW-RW163-01-G108 | RW163-01-G108-Wild Life | Roseworthy | RW | RW163 | Veterinary Science | 01 | Ground Floor | G108 | 122 | School of Animal and Veterinary Sciences | 122 | School of Animal and Veterinary Sciences | 16.56 | Wild Life | 3 | Specialist Teaching or Research Space Group | 314 | Clinical Areas Teaching Space - Undergraduate/Postgraduate |  | Excellent | 2,956.41 | NO
Roseworthy_RW163-Veterinary Science_Ground Floor_G108A _ Wild Life Quiet Area | RW-RW163-01-G108A | RW163-01-G108A-Wild Life Quiet Area | Roseworthy | RW | RW163 | Veterinary Science | 01 | Ground Floor | G108A | 122 | School of Animal and Veterinary Sciences | 122 | School of Animal and Veterinary Sciences | 4.09 | Wild Life Quiet Area | 3 | Specialist Teaching or Research Space Group | 314 | Clinical Areas Teaching Space - Undergraduate/Postgraduate |  | Excellent | 730.18 | NO
Roseworthy_RW163-Veterinary Science_Ground Floor_G109 _ A/L | RW-RW163-01-G109 | RW163-01-G109-A/L | Roseworthy | RW | RW163 | Veterinary Science | 01 | Ground Floor | G109 | 99939 | Unusable Spaces | 99939 | Unusable Spaces | 6.3 | A/L | 8 | Non Useable Floor Area Space Group | 835 | Non-usable - Toilets/Amenities - Other |  | Excellent | 0.00 | NO
Roseworthy_RW163-Veterinary Science_Ground Floor_G10A _ VSR | RW-RW163-01-G10A | RW163-01-G10A-VSR | Roseworthy | RW | RW163 | Veterinary Science | 01 | Ground Floor | G10A | 99939 | Unusable Spaces | 99939 | Unusable Spaces | 0.15 | VSR | 8 | Non Useable Floor Area Space Group | 840 | Non-usable - Service riser |  | Unknown | 0.00 | NO
Roseworthy_RW163-Veterinary Science_Ground Floor_G11 _ Teaching East | RW-RW163-01-G11 | RW163-01-G11-Teaching East | Roseworthy | RW | RW163 | Veterinary Science | 01 | Ground Floor | G11 | 122 | School of Animal and Veterinary Sciences | 122 | School of Animal and Veterinary Sciences | 278.63 | Teaching East | 2 | Teaching Space Group | 204 | Lecture/Seminar/Tutorial (>70 seats) Flat Floor |  | Excellent | 45,628.88 | NO
Roseworthy_RW163-Veterinary Science_Ground Floor_G110 _ Corr. | RW-RW163-01-G110 | RW163-01-G110-Corr. | Roseworthy | RW | RW163 | Veterinary Science | 01 | Ground Floor | G110 | 99939 | Unusable Spaces | 99939 | Unusable Spaces | 17.46 | Corr. | 8 | Non Useable Floor Area Space Group | 805 | Non-usable - Circulation space |  | Excellent | 0.00 | NO
Roseworthy_RW163-Veterinary Science_Ground Floor_G112 _ Ultra Sound | RW-RW163-01-G112 | RW163-01-G112-Ultra Sound | Roseworthy | RW | RW163 | Veterinary Science | 01 | Ground Floor | G112 | 122 | School of Animal and Veterinary Sciences | 122 | School of Animal and Veterinary Sciences | 16.8 | Ultra Sound | 3 | Specialist Teaching or Research Space Group | 314 | Clinical Areas Teaching Space - Undergraduate/Postgraduate |  | Excellent | 2,999.25 | NO
Roseworthy_RW163-Veterinary Science_Ground Floor_G113 _ Cleaner | RW-RW163-01-G113 | RW163-01-G113-Cleaner | Roseworthy | RW | RW163 | Veterinary Science | 01 | Ground Floor | G113 | 99939 | Unusable Spaces | 99939 | Unusable Spaces | 4.4 | Cleaner | 8 | Non Useable Floor Area Space Group | 806 | Non-usable - Cleaners room |  | Unknown | 0.00 | NO
Roseworthy_RW163-Veterinary Science_Ground Floor_G114 _ Ldry | RW-RW163-01-G114 | RW163-01-G114-Ldry | Roseworthy | RW | RW163 | Veterinary Science | 01 | Ground Floor | G114 | 122 | School of Animal and Veterinary Sciences | 122 | School of Animal and Veterinary Sciences | 17.73 | Ldry | 3 | Specialist Teaching or Research Space Group | 314 | Clinical Areas Teaching Space - Undergraduate/Postgraduate |  | Excellent | 3,165.28 | NO
Roseworthy_RW163-Veterinary Science_Ground Floor_G115 _ Cat Ward | RW-RW163-01-G115 | RW163-01-G115-Cat Ward | Roseworthy | RW | RW163 | Veterinary Science | 01 | Ground Floor | G115 | 122 | School of Animal and Veterinary Sciences | 122 | School of Animal and Veterinary Sciences | 14.63 | Cat Ward | 4 | Ancillary Area Space Group | 404 | Ancillary Area - Animal Holding |  | Excellent | 1,728.14 | NO
Roseworthy_RW163-Veterinary Science_Ground Floor_G115A _ Cat Isolation Area | RW-RW163-01-G115A | RW163-01-G115A-Cat Isolation Area | Roseworthy | RW | RW163 | Veterinary Science | 01 | Ground Floor | G115A | 122 | School of Animal and Veterinary Sciences | 122 | School of Animal and Veterinary Sciences | 5.91 | Cat Isolation Area | 3 | Specialist Teaching or Research Space Group | 314 | Clinical Areas Teaching Space - Undergraduate/Postgraduate |  | Excellent | 1,055.09 | NO
Roseworthy_RW163-Veterinary Science_Ground Floor_G116 _ Disposal | RW-RW163-01-G116 | RW163-01-G116-Disposal | Roseworthy | RW | RW163 | Veterinary Science | 01 | Ground Floor | G116 | 122 | School of Animal and Veterinary Sciences | 122 | School of Animal and Veterinary Sciences | 8.27 | Disposal | 3 | Specialist Teaching or Research Space Group | 314 | Clinical Areas Teaching Space - Undergraduate/Postgraduate |  | Excellent | 1,476.42 | NO
Roseworthy_RW163-Veterinary Science_Ground Floor_G117 _ Corr. | RW-RW163-01-G117 | RW163-01-G117-Corr. | Roseworthy | RW | RW163 | Veterinary Science | 01 | Ground Floor | G117 | 99939 | Unusable Spaces | 99939 | Unusable Spaces | 210.97 | Corr. | 8 | Non Useable Floor Area Space Group | 805 | Non-usable - Circulation space |  | Excellent | 0.00 | NO
Roseworthy_RW163-Veterinary Science_Ground Floor_G117A _ VSR | RW-RW163-01-G117A | RW163-01-G117A-VSR | Roseworthy | RW | RW163 | Veterinary Science | 01 | Ground Floor | G117A | 99939 | Unusable Spaces | 99939 | Unusable Spaces | 0.63 | VSR | 8 | Non Useable Floor Area Space Group | 840 | Non-usable - Service riser |  | Unknown | 0.00 | NO
Roseworthy_RW163-Veterinary Science_Ground Floor_G117B _ VSR | RW-RW163-01-G117B | RW163-01-G117B-VSR | Roseworthy | RW | RW163 | Veterinary Science | 01 | Ground Floor | G117B | 99939 | Unusable Spaces | 99939 | Unusable Spaces | 5.31 | VSR | 8 | Non Useable Floor Area Space Group | 840 | Non-usable - Service riser |  | Unknown | 0.00 | NO
Roseworthy_RW163-Veterinary Science_Ground Floor_G117C _ VSR | RW-RW163-01-G117C | RW163-01-G117C-VSR | Roseworthy | RW | RW163 | Veterinary Science | 01 | Ground Floor | G117C | 99939 | Unusable Spaces | 99939 | Unusable Spaces | 0.39 | VSR | 8 | Non Useable Floor Area Space Group | 840 | Non-usable - Service riser |  | Unknown | 0.00 | NO
Roseworthy_RW163-Veterinary Science_Ground Floor_G117D _ VSR | RW-RW163-01-G117D | RW163-01-G117D-VSR | Roseworthy | RW | RW163 | Veterinary Science | 01 | Ground Floor | G117D | 99939 | Unusable Spaces | 99939 | Unusable Spaces | 0.26 | VSR | 8 | Non Useable Floor Area Space Group | 840 | Non-usable - Service riser |  | Unknown | 0.00 | NO
Roseworthy_RW163-Veterinary Science_Ground Floor_G117E _ VSR | RW-RW163-01-G117E | RW163-01-G117E-VSR | Roseworthy | RW | RW163 | Veterinary Science | 01 | Ground Floor | G117E | 99939 | Unusable Spaces | 99939 | Unusable Spaces | 0.28 | VSR | 8 | Non Useable Floor Area Space Group | 840 | Non-usable - Service riser |  | Unknown | 0.00 | NO
Roseworthy_RW163-Veterinary Science_Ground Floor_G117F _ Display | RW-RW163-01-G117F | RW163-01-G117F-Display | Roseworthy | RW | RW163 | Veterinary Science | 01 | Ground Floor | G117F | 122 | School of Animal and Veterinary Sciences | 122 | School of Animal and Veterinary Sciences | 1.14 | Display | 4 | Ancillary Area Space Group | 406 | Ancillary Area - Display Area/ Museum/ Research Collection |  | Excellent | 134.66 | NO
Roseworthy_RW163-Veterinary Science_Ground Floor_G117G _ Display | RW-RW163-01-G117G | RW163-01-G117G-Display | Roseworthy | RW | RW163 | Veterinary Science | 01 | Ground Floor | G117G | 122 | School of Animal and Veterinary Sciences | 122 | School of Animal and Veterinary Sciences | 0.48 | Display | 4 | Ancillary Area Space Group | 406 | Ancillary Area - Display Area/ Museum/ Research Collection |  | Excellent | 56.70 | NO
Roseworthy_RW163-Veterinary Science_Ground Floor_G117H _ Display | RW-RW163-01-G117H | RW163-01-G117H-Display | Roseworthy | RW | RW163 | Veterinary Science | 01 | Ground Floor | G117H | 122 | School of Animal and Veterinary Sciences | 122 | School of Animal and Veterinary Sciences | 0.35 | Display | 4 | Ancillary Area Space Group | 406 | Ancillary Area - Display Area/ Museum/ Research Collection |  | Excellent | 41.34 | NO
Roseworthy_RW163-Veterinary Science_Ground Floor_G117L _ Display | RW-RW163-01-G117L | RW163-01-G117L-Display | Roseworthy | RW | RW163 | Veterinary Science | 01 | Ground Floor | G117L | 122 | School of Animal and Veterinary Sciences | 122 | School of Animal and Veterinary Sciences | 0.48 | Display | 4 | Ancillary Area Space Group | 406 | Ancillary Area - Display Area/ Museum/ Research Collection |  | Excellent | 56.70 | NO
Roseworthy_RW163-Veterinary Science_Ground Floor_G117M _ Display | RW-RW163-01-G117M | RW163-01-G117M-Display | Roseworthy | RW | RW163 | Veterinary Science | 01 | Ground Floor | G117M | 122 | School of Animal and Veterinary Sciences | 122 | School of Animal and Veterinary Sciences | 0.48 | Display | 4 | Ancillary Area Space Group | 406 | Ancillary Area - Display Area/ Museum/ Research Collection |  | Excellent | 56.70 | NO
Roseworthy_RW163-Veterinary Science_Ground Floor_G118 _ VSR | RW-RW163-01-G118 | RW163-01-G118-VSR | Roseworthy | RW | RW163 | Veterinary Science | 01 | Ground Floor | G118 | 99939 | Unusable Spaces | 99939 | Unusable Spaces | 2.81 | VSR | 8 | Non Useable Floor Area Space Group | 840 | Non-usable - Service riser |  | Unknown | 0.00 | NO
Roseworthy_RW163-Veterinary Science_Ground Floor_G119 _ Breakout Space (UCA) | RW-RW163-01-G119 | RW163-01-G119-Breakout Space (UCA) | Roseworthy | RW | RW163 | Veterinary Science | 01 | Ground Floor | G119 | 122 | School of Animal and Veterinary Sciences | 122 | School of Animal and Veterinary Sciences | 36.85 | Breakout Space (UCA) | 8 | Non Useable Floor Area Space Group | 839 | Non-usable - Verandah/Balcony |  | Excellent | 0.00 | NO
Roseworthy_RW163-Veterinary Science_Ground Floor_G11A _ VSR | RW-RW163-01-G11A | RW163-01-G11A-VSR | Roseworthy | RW | RW163 | Veterinary Science | 01 | Ground Floor | G11A | 99939 | Unusable Spaces | 99939 | Unusable Spaces | 1.3 | VSR | 8 | Non Useable Floor Area Space Group | 840 | Non-usable - Service riser |  | Unknown | 0.00 | NO
Roseworthy_RW163-Veterinary Science_Ground Floor_G11B _ VSR | RW-RW163-01-G11B | RW163-01-G11B-VSR | Roseworthy | RW | RW163 | Veterinary Science | 01 | Ground Floor | G11B | 99939 | Unusable Spaces | 99939 | Unusable Spaces | 0.06 | VSR | 8 | Non Useable Floor Area Space Group | 840 | Non-usable - Service riser |  | Unknown | 0.00 | NO
Roseworthy_RW163-Veterinary Science_Ground Floor_G12 _ Store | RW-RW163-01-G12 | RW163-01-G12-Store | Roseworthy | RW | RW163 | Veterinary Science | 01 | Ground Floor | G12 | 122 | School of Animal and Veterinary Sciences | 122 | School of Animal and Veterinary Sciences | 21.19 | Store | 4 | Ancillary Area Space Group | 419 | Ancillary Area - Store Room - Generic |  | Excellent | 2,503.03 | NO
Roseworthy_RW163-Veterinary Science_Ground Floor_G120 _ Office 12 | RW-RW163-01-G120 | RW163-01-G120-Office 12 | Roseworthy | RW | RW163 | Veterinary Science | 01 | Ground Floor | G120 | 122 | School of Animal and Veterinary Sciences | 122 | School of Animal and Veterinary Sciences | 12.42 | Office 12 | 1 | Office Space Group | 101 | Office - Academic Staff |  | Excellent | 1,667.15 | NO
Roseworthy_RW163-Veterinary Science_Ground Floor_G121 _ Office 11 | RW-RW163-01-G121 | RW163-01-G121-Office 11 | Roseworthy | RW | RW163 | Veterinary Science | 01 | Ground Floor | G121 | 122 | School of Animal and Veterinary Sciences | 122 | School of Animal and Veterinary Sciences | 12.42 | Office 11 | 1 | Office Space Group | 101 | Office - Academic Staff |  | Excellent | 1,667.15 | NO
Roseworthy_RW163-Veterinary Science_Ground Floor_G122 _ Office 10 | RW-RW163-01-G122 | RW163-01-G122-Office 10 | Roseworthy | RW | RW163 | Veterinary Science | 01 | Ground Floor | G122 | 122 | School of Animal and Veterinary Sciences | 122 | School of Animal and Veterinary Sciences | 12.42 | Office 10 | 1 | Office Space Group | 101 | Office - Academic Staff |  | Excellent | 1,667.15 | NO
Roseworthy_RW163-Veterinary Science_Ground Floor_G123 _ Office 9 | RW-RW163-01-G123 | RW163-01-G123-Office 9 | Roseworthy | RW | RW163 | Veterinary Science | 01 | Ground Floor | G123 | 122 | School of Animal and Veterinary Sciences | 122 | School of Animal and Veterinary Sciences | 12.42 | Office 9 | 1 | Office Space Group | 101 | Office - Academic Staff |  | Excellent | 1,667.15 | NO
Roseworthy_RW163-Veterinary Science_Ground Floor_G124 _ Office 8 | RW-RW163-01-G124 | RW163-01-G124-Office 8 | Roseworthy | RW | RW163 | Veterinary Science | 01 | Ground Floor | G124 | 122 | School of Animal and Veterinary Sciences | 122 | School of Animal and Veterinary Sciences | 12.42 | Office 8 | 1 | Office Space Group | 101 | Office - Academic Staff |  | Excellent | 1,667.15 | NO
Roseworthy_RW163-Veterinary Science_Ground Floor_G125 _ Office 7 | RW-RW163-01-G125 | RW163-01-G125-Office 7 | Roseworthy | RW | RW163 | Veterinary Science | 01 | Ground Floor | G125 | 122 | School of Animal and Veterinary Sciences | 122 | School of Animal and Veterinary Sciences | 12.42 | Office 7 | 1 | Office Space Group | 101 | Office - Academic Staff |  | Excellent | 1,667.15 | NO
Roseworthy_RW163-Veterinary Science_Ground Floor_G126 _ Staff Room | RW-RW163-01-G126 | RW163-01-G126-Staff Room | Roseworthy | RW | RW163 | Veterinary Science | 01 | Ground Floor | G126 | 122 | School of Animal and Veterinary Sciences | 122 | School of Animal and Veterinary Sciences | 18 | Staff Room | 6 | General Facility Space Group | 605 | General Facility - Common Room Staff access |  | Excellent | 2,706.09 | NO
Roseworthy_RW163-Veterinary Science_Ground Floor_G127 _ Office 6 | RW-RW163-01-G127 | RW163-01-G127-Office 6 | Roseworthy | RW | RW163 | Veterinary Science | 01 | Ground Floor | G127 | 122 | School of Animal and Veterinary Sciences | 122 | School of Animal and Veterinary Sciences | 11.73 | Office 6 | 1 | Office Space Group | 101 | Office - Academic Staff |  | Excellent | 1,574.53 | NO
Roseworthy_RW163-Veterinary Science_Ground Floor_G128 _ Office 5 | RW-RW163-01-G128 | RW163-01-G128-Office 5 | Roseworthy | RW | RW163 | Veterinary Science | 01 | Ground Floor | G128 | 122 | School of Animal and Veterinary Sciences | 122 | School of Animal and Veterinary Sciences | 12.26 | Office 5 | 1 | Office Space Group | 101 | Office - Academic Staff |  | Excellent | 1,645.67 | NO
Roseworthy_RW163-Veterinary Science_Ground Floor_G129 _ Office 4 | RW-RW163-01-G129 | RW163-01-G129-Office 4 | Roseworthy | RW | RW163 | Veterinary Science | 01 | Ground Floor | G129 | 122 | School of Animal and Veterinary Sciences | 122 | School of Animal and Veterinary Sciences | 12.26 | Office 4 | 1 | Office Space Group | 101 | Office - Academic Staff |  | Excellent | 1,645.67 | NO
Roseworthy_RW163-Veterinary Science_Ground Floor_G13 _ Store | RW-RW163-01-G13 | RW163-01-G13-Store | Roseworthy | RW | RW163 | Veterinary Science | 01 | Ground Floor | G13 | 122 | School of Animal and Veterinary Sciences | 122 | School of Animal and Veterinary Sciences | 23.02 | Store | 4 | Ancillary Area Space Group | 419 | Ancillary Area - Store Room - Generic |  | Excellent | 2,719.19 | NO
Roseworthy_RW163-Veterinary Science_Ground Floor_G130 _ Office 3 | RW-RW163-01-G130 | RW163-01-G130-Office 3 | Roseworthy | RW | RW163 | Veterinary Science | 01 | Ground Floor | G130 | 122 | School of Animal and Veterinary Sciences | 122 | School of Animal and Veterinary Sciences | 12.26 | Office 3 | 1 | Office Space Group | 101 | Office - Academic Staff |  | Excellent | 1,645.67 | NO
Roseworthy_RW163-Veterinary Science_Ground Floor_G131 _ Office 2 | RW-RW163-01-G131 | RW163-01-G131-Office 2 | Roseworthy | RW | RW163 | Veterinary Science | 01 | Ground Floor | G131 | 122 | School of Animal and Veterinary Sciences | 122 | School of Animal and Veterinary Sciences | 12.26 | Office 2 | 1 | Office Space Group | 101 | Office - Academic Staff |  | Excellent | 1,645.67 | NO
Roseworthy_RW163-Veterinary Science_Ground Floor_G132 _ Office 1 | RW-RW163-01-G132 | RW163-01-G132-Office 1 | Roseworthy | RW | RW163 | Veterinary Science | 01 | Ground Floor | G132 | 122 | School of Animal and Veterinary Sciences | 122 | School of Animal and Veterinary Sciences | 28.8 | Office 1 | 1 | Office Space Group | 101 | Office - Academic Staff |  | Excellent | 3,865.85 | NO
Roseworthy_RW163-Veterinary Science_Ground Floor_G134 _ Corr. | RW-RW163-01-G134 | RW163-01-G134-Corr. | Roseworthy | RW | RW163 | Veterinary Science | 01 | Ground Floor | G134 | 99939 | Unusable Spaces | 99939 | Unusable Spaces | 62.36 | Corr. | 8 | Non Useable Floor Area Space Group | 805 | Non-usable - Circulation space |  | Excellent | 0.00 | NO
Roseworthy_RW163-Veterinary Science_Ground Floor_G134A _ Utility | RW-RW163-01-G134A | RW163-01-G134A-Utility | Roseworthy | RW | RW163 | Veterinary Science | 01 | Ground Floor | G134A | 99939 | Unusable Spaces | 99939 | Unusable Spaces | 3.19 | Utility | 6 | General Facility Space Group | 603 | General Facility - Resource room |  | Excellent | 479.58 | NO
Roseworthy_RW163-Veterinary Science_Ground Floor_G134B _ VSR | RW-RW163-01-G134B | RW163-01-G134B-VSR | Roseworthy | RW | RW163 | Veterinary Science | 01 | Ground Floor | G134B | 99939 | Unusable Spaces | 99939 | Unusable Spaces | 0.24 | VSR | 8 | Non Useable Floor Area Space Group | 840 | Non-usable - Service riser |  | Unknown | 0.00 | NO
Roseworthy_RW163-Veterinary Science_Ground Floor_G136 _ Consulting Room 5 | RW-RW163-01-G136 | RW163-01-G136-Consulting Room 5 | Roseworthy | RW | RW163 | Veterinary Science | 01 | Ground Floor | G136 | 122 | School of Animal and Veterinary Sciences | 122 | School of Animal and Veterinary Sciences | 16.99 | Consulting Room 5 | 3 | Specialist Teaching or Research Space Group | 314 | Clinical Areas Teaching Space - Undergraduate/Postgraduate |  | Excellent | 3,033.17 | NO
Roseworthy_RW163-Veterinary Science_Ground Floor_G137 _ Consulting Room 4 | RW-RW163-01-G137 | RW163-01-G137-Consulting Room 4 | Roseworthy | RW | RW163 | Veterinary Science | 01 | Ground Floor | G137 | 122 | School of Animal and Veterinary Sciences | 122 | School of Animal and Veterinary Sciences | 16.99 | Consulting Room 4 | 3 | Specialist Teaching or Research Space Group | 314 | Clinical Areas Teaching Space - Undergraduate/Postgraduate |  | Excellent | 3,033.17 | NO
Roseworthy_RW163-Veterinary Science_Ground Floor_G138 _ Store | RW-RW163-01-G138 | RW163-01-G138-Store | Roseworthy | RW | RW163 | Veterinary Science | 01 | Ground Floor | G138 | 122 | School of Animal and Veterinary Sciences | 122 | School of Animal and Veterinary Sciences | 9.9 | Store | 4 | Ancillary Area Space Group | 419 | Ancillary Area - Store Room - Generic |  | Excellent | 1,169.42 | NO
Roseworthy_RW163-Veterinary Science_Ground Floor_G139 _ Document Prep | RW-RW163-01-G139 | RW163-01-G139-Document Prep | Roseworthy | RW | RW163 | Veterinary Science | 01 | Ground Floor | G139 | 122 | School of Animal and Veterinary Sciences | 122 | School of Animal and Veterinary Sciences | 6.53 | Document Prep | 1 | Office Space Group | 101 | Office - Academic Staff |  | Excellent | 876.53 | NO
Roseworthy_RW163-Veterinary Science_Ground Floor_G14 _ Office | RW-RW163-01-G14 | RW163-01-G14-Office | Roseworthy | RW | RW163 | Veterinary Science | 01 | Ground Floor | G14 | 122 | School of Animal and Veterinary Sciences | 122 | School of Animal and Veterinary Sciences | 23.02 | Office | 1 | Office Space Group | 101 | Office - Academic Staff |  | Excellent | 3,089.99 | NO
Roseworthy_RW163-Veterinary Science_Ground Floor_G140 _ Office - Business | RW-RW163-01-G140 | RW163-01-G140-Office - Business | Roseworthy | RW | RW163 | Veterinary Science | 01 | Ground Floor | G140 | 122 | School of Animal and Veterinary Sciences | 122 | School of Animal and Veterinary Sciences | 24.93 | Office - Business | 1 | Office Space Group | 101 | Office - Academic Staff |  | Excellent | 3,346.37 | NO
Roseworthy_RW163-Veterinary Science_Ground Floor_G141 _ Consulting Room 3 | RW-RW163-01-G141 | RW163-01-G141-Consulting Room 3 | Roseworthy | RW | RW163 | Veterinary Science | 01 | Ground Floor | G141 | 122 | School of Animal and Veterinary Sciences | 122 | School of Animal and Veterinary Sciences | 17.1 | Consulting Room 3 | 3 | Specialist Teaching or Research Space Group | 314 | Clinical Areas Teaching Space - Undergraduate/Postgraduate |  | Excellent | 3,052.81 | NO
Roseworthy_RW163-Veterinary Science_Ground Floor_G142 _ Consulting Room 2 | RW-RW163-01-G142 | RW163-01-G142-Consulting Room 2 | Roseworthy | RW | RW163 | Veterinary Science | 01 | Ground Floor | G142 | 122 | School of Animal and Veterinary Sciences | 122 | School of Animal and Veterinary Sciences | 13.32 | Consulting Room 2 | 3 | Specialist Teaching or Research Space Group | 314 | Clinical Areas Teaching Space - Undergraduate/Postgraduate |  | Excellent | 2,377.98 | NO
Roseworthy_RW163-Veterinary Science_Ground Floor_G143 _ Consulting Room 1 | RW-RW163-01-G143 | RW163-01-G143-Consulting Room 1 | Roseworthy | RW | RW163 | Veterinary Science | 01 | Ground Floor | G143 | 122 | School of Animal and Veterinary Sciences | 122 | School of Animal and Veterinary Sciences | 15.71 | Consulting Room 1 | 3 | Specialist Teaching or Research Space Group | 314 | Clinical Areas Teaching Space - Undergraduate/Postgraduate |  | Excellent | 2,804.66 | NO
Roseworthy_RW163-Veterinary Science_Ground Floor_G144 _ Pharmacy | RW-RW163-01-G144 | RW163-01-G144-Pharmacy | Roseworthy | RW | RW163 | Veterinary Science | 01 | Ground Floor | G144 | 122 | School of Animal and Veterinary Sciences | 122 | School of Animal and Veterinary Sciences | 24.48 | Pharmacy | 4 | Ancillary Area Space Group | 401 | Ancillary Area - Laboratory Service and Preparation |  | Excellent | 2,891.65 | NO
Roseworthy_RW163-Veterinary Science_Ground Floor_G145 _ WC - U | RW-RW163-01-G145 | RW163-01-G145-WC - U | Roseworthy | RW | RW163 | Veterinary Science | 01 | Ground Floor | G145 | 99939 | Unusable Spaces | 99939 | Unusable Spaces | 6.49 | WC - U | 8 | Non Useable Floor Area Space Group | 835 | Non-usable - Toilets/Amenities - Other |  | Excellent | 0.00 | NO
Roseworthy_RW163-Veterinary Science_Ground Floor_G146 _ Consulting Room 6 | RW-RW163-01-G146 | RW163-01-G146-Consulting Room 6 | Roseworthy | RW | RW163 | Veterinary Science | 01 | Ground Floor | G146 | 122 | School of Animal and Veterinary Sciences | 122 | School of Animal and Veterinary Sciences | 14.86 | Consulting Room 6 | 3 | Specialist Teaching or Research Space Group | 314 | Clinical Areas Teaching Space - Undergraduate/Postgraduate |  | Excellent | 2,652.91 | NO
Roseworthy_RW163-Veterinary Science_Ground Floor_G147 _ Ante Room | RW-RW163-01-G147 | RW163-01-G147-Ante Room | Roseworthy | RW | RW163 | Veterinary Science | 01 | Ground Floor | G147 | 122 | School of Animal and Veterinary Sciences | 122 | School of Animal and Veterinary Sciences | 11.35 | Ante Room | 8 | Non Useable Floor Area Space Group | 805 | Non-usable - Circulation space |  | Excellent | 0.00 | NO
Roseworthy_RW163-Veterinary Science_Ground Floor_G148 _ Reception Area | RW-RW163-01-G148 | RW163-01-G148-Reception Area | Roseworthy | RW | RW163 | Veterinary Science | 01 | Ground Floor | G148 | 122 | School of Animal and Veterinary Sciences | 122 | School of Animal and Veterinary Sciences | 86.1 | Reception Area | 6 | General Facility Space Group | 623 | General Facility - Waiting Area/Foyer/Reception Area |  | Excellent | 12,944.14 | NO
Roseworthy_RW163-Veterinary Science_Ground Floor_G148A _ VSR | RW-RW163-01-G148A | RW163-01-G148A-VSR | Roseworthy | RW | RW163 | Veterinary Science | 01 | Ground Floor | G148A | 99939 | Unusable Spaces | 99939 | Unusable Spaces | 0.96 | VSR | 8 | Non Useable Floor Area Space Group | 840 | Non-usable - Service riser |  | Unknown | 0.00 | NO
Roseworthy_RW163-Veterinary Science_Ground Floor_G148B _ VSR | RW-RW163-01-G148B | RW163-01-G148B-VSR | Roseworthy | RW | RW163 | Veterinary Science | 01 | Ground Floor | G148B | 99939 | Unusable Spaces | 99939 | Unusable Spaces | 0.06 | VSR | 8 | Non Useable Floor Area Space Group | 840 | Non-usable - Service riser |  | Unknown | 0.00 | NO
Roseworthy_RW163-Veterinary Science_Ground Floor_G149 _ Entry (UCA) | RW-RW163-01-G149 | RW163-01-G149-Entry (UCA) | Roseworthy | RW | RW163 | Veterinary Science | 01 | Ground Floor | G149 | 99939 | Unusable Spaces | 99939 | Unusable Spaces | 7.23 | Entry (UCA) | 8 | Non Useable Floor Area Space Group | 839 | Non-usable - Verandah/Balcony |  | Unknown | 0.00 | NO
Roseworthy_RW163-Veterinary Science_Ground Floor_G15 _ Cold Room | RW-RW163-01-G15 | RW163-01-G15-Cold Room | Roseworthy | RW | RW163 | Veterinary Science | 01 | Ground Floor | G15 | 122 | School of Animal and Veterinary Sciences | 122 | School of Animal and Veterinary Sciences | 25.16 | Cold Room | 4 | Ancillary Area Space Group | 405 | Ancillary Area - Constant Temperature/ Freezer/Cold/Warm Rooms |  | Excellent | 2,971.98 | NO
Roseworthy_RW163-Veterinary Science_Ground Floor_G150 _ Waiting | RW-RW163-01-G150 | RW163-01-G150-Waiting | Roseworthy | RW | RW163 | Veterinary Science | 01 | Ground Floor | G150 | 122 | School of Animal and Veterinary Sciences | 122 | School of Animal and Veterinary Sciences | 35.05 | Waiting | 6 | General Facility Space Group | 623 | General Facility - Waiting Area/Foyer/Reception Area |  | Excellent | 5,269.36 | NO
Roseworthy_RW163-Veterinary Science_Ground Floor_G151 _ Office - Student | RW-RW163-01-G151 | RW163-01-G151-Office - Student | Roseworthy | RW | RW163 | Veterinary Science | 01 | Ground Floor | G151 | 122 | School of Animal and Veterinary Sciences | 122 | School of Animal and Veterinary Sciences | 32.04 | Office - Student | 1 | Office Space Group | 103 | Office - Research Students |  | Excellent | 4,300.75 | NO
Roseworthy_RW163-Veterinary Science_Ground Floor_G152 _ Corr. | RW-RW163-01-G152 | RW163-01-G152-Corr. | Roseworthy | RW | RW163 | Veterinary Science | 01 | Ground Floor | G152 | 99939 | Unusable Spaces | 99939 | Unusable Spaces | 13.8 | Corr. | 8 | Non Useable Floor Area Space Group | 805 | Non-usable - Circulation space |  | Excellent | 0.00 | NO
Roseworthy_RW163-Veterinary Science_Ground Floor_G152A _ VSR | RW-RW163-01-G152A | RW163-01-G152A-VSR | Roseworthy | RW | RW163 | Veterinary Science | 01 | Ground Floor | G152A | 99939 | Unusable Spaces | 99939 | Unusable Spaces | 0.84 | VSR | 8 | Non Useable Floor Area Space Group | 840 | Non-usable - Service riser |  | Unknown | 0.00 | NO
Roseworthy_RW163-Veterinary Science_Ground Floor_G153 _ Corr. | RW-RW163-01-G153 | RW163-01-G153-Corr. | Roseworthy | RW | RW163 | Veterinary Science | 01 | Ground Floor | G153 | 99939 | Unusable Spaces | 99939 | Unusable Spaces | 8.04 | Corr. | 8 | Non Useable Floor Area Space Group | 805 | Non-usable - Circulation space |  | Excellent | 0.00 | NO
Roseworthy_RW163-Veterinary Science_Ground Floor_G155 _ Stair (NUFA) | RW-RW163-01-G155 | RW163-01-G155-Stair (NUFA) | Roseworthy | RW | RW163 | Veterinary Science | 01 | Ground Floor | G155 | 99939 | Unusable Spaces | 99939 | Unusable Spaces | 15.46 | Stair (NUFA) | 8 | Non Useable Floor Area Space Group | 805 | Non-usable - Circulation space |  | Unknown | 0.00 | NO
Roseworthy_RW163-Veterinary Science_Ground Floor_G156 _ Courtyard (NUFA) | RW-RW163-01-G156 | RW163-01-G156-Courtyard (NUFA) | Roseworthy | RW | RW163 | Veterinary Science | 01 | Ground Floor | G156 | 99939 | Unusable Spaces | 99939 | Unusable Spaces | 61.7 | Courtyard (NUFA) | 8 | Non Useable Floor Area Space Group | 839 | Non-usable - Verandah/Balcony |  | Unknown | 0.00 | NO
Roseworthy_RW163-Veterinary Science_Ground Floor_G16 _ Specimen Room | RW-RW163-01-G16 | RW163-01-G16-Specimen Room | Roseworthy | RW | RW163 | Veterinary Science | 01 | Ground Floor | G16 | 122 | School of Animal and Veterinary Sciences | 122 | School of Animal and Veterinary Sciences | 25.2 | Specimen Room | 3 | Specialist Teaching or Research Space Group | 314 | Clinical Areas Teaching Space - Undergraduate/Postgraduate |  | Excellent | 4,498.88 | NO
Roseworthy_RW163-Veterinary Science_Ground Floor_G17 _ Chair Store | RW-RW163-01-G17 | RW163-01-G17-Chair Store | Roseworthy | RW | RW163 | Veterinary Science | 01 | Ground Floor | G17 | 122 | School of Animal and Veterinary Sciences | 122 | School of Animal and Veterinary Sciences | 16.88 | Chair Store | 4 | Ancillary Area Space Group | 419 | Ancillary Area - Store Room - Generic |  | Excellent | 1,993.92 | NO
Roseworthy_RW163-Veterinary Science_Ground Floor_G18 _ Corr. | RW-RW163-01-G18 | RW163-01-G18-Corr. | Roseworthy | RW | RW163 | Veterinary Science | 01 | Ground Floor | G18 | 99939 | Unusable Spaces | 99939 | Unusable Spaces | 27 | Corr. | 8 | Non Useable Floor Area Space Group | 805 | Non-usable - Circulation space |  | Excellent | 0.00 | NO
Roseworthy_RW163-Veterinary Science_Ground Floor_G19 _ Race (UCA) | RW-RW163-01-G19 | RW163-01-G19-Race (UCA) | Roseworthy | RW | RW163 | Veterinary Science | 01 | Ground Floor | G19 | 99939 | Unusable Spaces | 99939 | Unusable Spaces | 48.13 | Race (UCA) | 8 | Non Useable Floor Area Space Group | 839 | Non-usable - Verandah/Balcony |  | Unknown | 0.00 | NO
Roseworthy_RW163-Veterinary Science_Ground Floor_G19A _ Yard (NUFA) | RW-RW163-01-G19A | RW163-01-G19A-Yard (NUFA) | Roseworthy | RW | RW163 | Veterinary Science | 01 | Ground Floor | G19A | 99939 | Unusable Spaces | 99939 | Unusable Spaces | 106.92 | Yard (NUFA) | 8 | Non Useable Floor Area Space Group | 839 | Non-usable - Verandah/Balcony |  | Unknown | 0.00 | NO
Roseworthy_RW163-Veterinary Science_Ground Floor_G19B _ Plantroom | RW-RW163-01-G19B | RW163-01-G19B-Plantroom | Roseworthy | RW | RW163 | Veterinary Science | 01 | Ground Floor | G19B | 99939 | Unusable Spaces | 99939 | Unusable Spaces | 8.75 | Plantroom | 8 | Non Useable Floor Area Space Group | 811 | Non-usable - Plant room other |  | Unknown | 0.00 | NO
Roseworthy_RW163-Veterinary Science_Ground Floor_G19C _ Race (UCA) | RW-RW163-01-G19C | RW163-01-G19C-Race (UCA) | Roseworthy | RW | RW163 | Veterinary Science | 01 | Ground Floor | G19C | 122 | School of Animal and Veterinary Sciences | 122 | School of Animal and Veterinary Sciences | 19.24 | Race (UCA) | 8 | Non Useable Floor Area Space Group | 839 | Non-usable - Verandah/Balcony |  | Excellent | 0.00 | NO
Roseworthy_RW163-Veterinary Science_Ground Floor_G20A _ Chillers | RW-RW163-01-G20A | RW163-01-G20A-Chillers | Roseworthy | RW | RW163 | Veterinary Science | 01 | Ground Floor | G20A | 122 | School of Animal and Veterinary Sciences | 122 | School of Animal and Veterinary Sciences | 55.5 | Chillers | 4 | Ancillary Area Space Group | 405 | Ancillary Area - Constant Temperature/ Freezer/Cold/Warm Rooms |  | Excellent | 6,555.83 | NO
Roseworthy_RW163-Veterinary Science_Ground Floor_G20B _ Yard 1 (UCA) | RW-RW163-01-G20B | RW163-01-G20B-Yard 1 (UCA) | Roseworthy | RW | RW163 | Veterinary Science | 01 | Ground Floor | G20B | 122 | School of Animal and Veterinary Sciences | 122 | School of Animal and Veterinary Sciences | 69.94 | Yard 1 (UCA) | 8 | Non Useable Floor Area Space Group | 839 | Non-usable - Verandah/Balcony |  | Excellent | 0.00 | NO
Roseworthy_RW163-Veterinary Science_Ground Floor_G20C _ Yard 2 (UCA) | RW-RW163-01-G20C | RW163-01-G20C-Yard 2 (UCA) | Roseworthy | RW | RW163 | Veterinary Science | 01 | Ground Floor | G20C | 122 | School of Animal and Veterinary Sciences | 122 | School of Animal and Veterinary Sciences | 31.17 | Yard 2 (UCA) | 8 | Non Useable Floor Area Space Group | 839 | Non-usable - Verandah/Balcony |  | Excellent | 0.00 | NO
Roseworthy_RW163-Veterinary Science_Ground Floor_G20D _ Hot Water / Boiler | RW-RW163-01-G20D | RW163-01-G20D-Hot Water / Boiler | Roseworthy | RW | RW163 | Veterinary Science | 01 | Ground Floor | G20D | 99939 | Unusable Spaces | 99939 | Unusable Spaces | 31.74 | Hot Water / Boiler | 8 | Non Useable Floor Area Space Group | 811 | Non-usable - Plant room other |  | Unknown | 0.00 | NO
Roseworthy_RW163-Veterinary Science_Ground Floor_G20E _ Vacuum Pump Room | RW-RW163-01-G20E | RW163-01-G20E-Vacuum Pump Room | Roseworthy | RW | RW163 | Veterinary Science | 01 | Ground Floor | G20E | 99939 | Unusable Spaces | 99939 | Unusable Spaces | 16.58 | Vacuum Pump Room | 8 | Non Useable Floor Area Space Group | 811 | Non-usable - Plant room other |  | Unknown | 0.00 | NO
Roseworthy_RW163-Veterinary Science_Ground Floor_G20F _ Medical Gas | RW-RW163-01-G20F | RW163-01-G20F-Medical Gas | Roseworthy | RW | RW163 | Veterinary Science | 01 | Ground Floor | G20F | 99939 | Unusable Spaces | 99939 | Unusable Spaces | 19.78 | Medical Gas | 8 | Non Useable Floor Area Space Group | 811 | Non-usable - Plant room other |  | Unknown | 0.00 | NO
Roseworthy_RW163-Veterinary Science_Ground Floor_G20G _ Water Treatment | RW-RW163-01-G20G | RW163-01-G20G-Water Treatment | Roseworthy | RW | RW163 | Veterinary Science | 01 | Ground Floor | G20G | 99939 | Unusable Spaces | 99939 | Unusable Spaces | 42.35 | Water Treatment | 8 | Non Useable Floor Area Space Group | 811 | Non-usable - Plant room other |  | Unknown | 0.00 | NO
Roseworthy_RW163-Veterinary Science_Ground Floor_G22 _ Cool Bin | RW-RW163-01-G22 | RW163-01-G22-Cool Bin | Roseworthy | RW | RW163 | Veterinary Science | 01 | Ground Floor | G22 | 122 | School of Animal and Veterinary Sciences | 122 | School of Animal and Veterinary Sciences | 18.67 | Cool Bin | 4 | Ancillary Area Space Group | 405 | Ancillary Area - Constant Temperature/ Freezer/Cold/Warm Rooms |  | Excellent | 2,205.36 | NO
Roseworthy_RW163-Veterinary Science_Ground Floor_G23 _ Freezer | RW-RW163-01-G23 | RW163-01-G23-Freezer | Roseworthy | RW | RW163 | Veterinary Science | 01 | Ground Floor | G23 | 122 | School of Animal and Veterinary Sciences | 122 | School of Animal and Veterinary Sciences | 19.95 | Freezer | 4 | Ancillary Area Space Group | 405 | Ancillary Area - Constant Temperature/ Freezer/Cold/Warm Rooms |  | Excellent | 2,356.56 | NO
Roseworthy_RW163-Veterinary Science_Ground Floor_G24 _ Cold Room | RW-RW163-01-G24 | RW163-01-G24-Cold Room | Roseworthy | RW | RW163 | Veterinary Science | 01 | Ground Floor | G24 | 122 | School of Animal and Veterinary Sciences | 122 | School of Animal and Veterinary Sciences | 18.95 | Cold Room | 4 | Ancillary Area Space Group | 405 | Ancillary Area - Constant Temperature/ Freezer/Cold/Warm Rooms |  | Excellent | 2,238.43 | NO
Roseworthy_RW163-Veterinary Science_Ground Floor_G25 _ Preparation | RW-RW163-01-G25 | RW163-01-G25-Preparation | Roseworthy | RW | RW163 | Veterinary Science | 01 | Ground Floor | G25 | 122 | School of Animal and Veterinary Sciences | 122 | School of Animal and Veterinary Sciences | 79.96 | Preparation | 3 | Specialist Teaching or Research Space Group | 314 | Clinical Areas Teaching Space - Undergraduate/Postgraduate |  | Excellent | 14,275.01 | NO
Roseworthy_RW163-Veterinary Science_Ground Floor_G27 _ Service Dock | RW-RW163-01-G27 | RW163-01-G27-Service Dock | Roseworthy | RW | RW163 | Veterinary Science | 01 | Ground Floor | G27 | 99939 | Unusable Spaces | 99939 | Unusable Spaces | 80.25 | Service Dock | 8 | Non Useable Floor Area Space Group | 805 | Non-usable - Circulation space |  | Excellent | 0.00 | NO
Roseworthy_RW163-Veterinary Science_Ground Floor_G27A _ Corr. | RW-RW163-01-G27A | RW163-01-G27A-Corr. | Roseworthy | RW | RW163 | Veterinary Science | 01 | Ground Floor | G27A | 99939 | Unusable Spaces | 99939 | Unusable Spaces | 26.77 | Corr. | 8 | Non Useable Floor Area Space Group | 805 | Non-usable - Circulation space |  | Excellent | 0.00 | NO
Roseworthy_RW163-Veterinary Science_Ground Floor_G31 _ Post Mortem | RW-RW163-01-G31 | RW163-01-G31-Post Mortem | Roseworthy | RW | RW163 | Veterinary Science | 01 | Ground Floor | G31 | 122 | School of Animal and Veterinary Sciences | 122 | School of Animal and Veterinary Sciences | 147.58 | Post Mortem | 3 | Specialist Teaching or Research Space Group | 314 | Clinical Areas Teaching Space - Undergraduate/Postgraduate |  | Excellent | 26,347.01 | NO
Roseworthy_RW163-Veterinary Science_Ground Floor_G31A _ Pathology Dock | RW-RW163-01-G31A | RW163-01-G31A-Pathology Dock | Roseworthy | RW | RW163 | Veterinary Science | 01 | Ground Floor | G31A | 122 | School of Animal and Veterinary Sciences | 122 | School of Animal and Veterinary Sciences | 24.31 | Pathology Dock | 8 | Non Useable Floor Area Space Group | 805 | Non-usable - Circulation space |  | Excellent | 0.00 | NO
Roseworthy_RW163-Veterinary Science_Ground Floor_G32 _ Cold Store | RW-RW163-01-G32 | RW163-01-G32-Cold Store | Roseworthy | RW | RW163 | Veterinary Science | 01 | Ground Floor | G32 | 122 | School of Animal and Veterinary Sciences | 122 | School of Animal and Veterinary Sciences | 27.61 | Cold Store | 4 | Ancillary Area Space Group | 405 | Ancillary Area - Constant Temperature/ Freezer/Cold/Warm Rooms |  | Excellent | 3,261.38 | NO
Roseworthy_RW163-Veterinary Science_Ground Floor_G33 _ Cut In Room | RW-RW163-01-G33 | RW163-01-G33-Cut In Room | Roseworthy | RW | RW163 | Veterinary Science | 01 | Ground Floor | G33 | 122 | School of Animal and Veterinary Sciences | 122 | School of Animal and Veterinary Sciences | 25.5 | Cut In Room | 3 | Specialist Teaching or Research Space Group | 314 | Clinical Areas Teaching Space - Undergraduate/Postgraduate |  | Excellent | 4,552.44 | NO
Roseworthy_RW163-Veterinary Science_Ground Floor_G34 _ Gallery | RW-RW163-01-G34 | RW163-01-G34-Gallery | Roseworthy | RW | RW163 | Veterinary Science | 01 | Ground Floor | G34 | 122 | School of Animal and Veterinary Sciences | 122 | School of Animal and Veterinary Sciences | 20.02 | Gallery | 3 | Specialist Teaching or Research Space Group | 314 | Clinical Areas Teaching Space - Undergraduate/Postgraduate |  | Excellent | 3,574.11 | NO
Roseworthy_RW163-Veterinary Science_Ground Floor_G35 _ WC - F | RW-RW163-01-G35 | RW163-01-G35-WC - F | Roseworthy | RW | RW163 | Veterinary Science | 01 | Ground Floor | G35 | 99939 | Unusable Spaces | 99939 | Unusable Spaces | 21.87 | WC - F | 8 | Non Useable Floor Area Space Group | 820 | Non-usable - Toilets/Amenities - Female |  | Excellent | 0.00 | NO
Roseworthy_RW163-Veterinary Science_Ground Floor_G36 _ WC - M | RW-RW163-01-G36 | RW163-01-G36-WC - M | Roseworthy | RW | RW163 | Veterinary Science | 01 | Ground Floor | G36 | 99939 | Unusable Spaces | 99939 | Unusable Spaces | 21.32 | WC - M | 8 | Non Useable Floor Area Space Group | 821 | Non-usable - Toilets/Amenities - Male |  | Excellent | 0.00 | NO
Roseworthy_RW163-Veterinary Science_Ground Floor_G37 _ WC - U | RW-RW163-01-G37 | RW163-01-G37-WC - U | Roseworthy | RW | RW163 | Veterinary Science | 01 | Ground Floor | G37 | 99939 | Unusable Spaces | 99939 | Unusable Spaces | 7.87 | WC - U | 8 | Non Useable Floor Area Space Group | 835 | Non-usable - Toilets/Amenities - Other |  | Excellent | 0.00 | NO
Roseworthy_RW163-Veterinary Science_Ground Floor_G38 _ Corr. | RW-RW163-01-G38 | RW163-01-G38-Corr. | Roseworthy | RW | RW163 | Veterinary Science | 01 | Ground Floor | G38 | 99939 | Unusable Spaces | 99939 | Unusable Spaces | 13.56 | Corr. | 8 | Non Useable Floor Area Space Group | 805 | Non-usable - Circulation space |  | Excellent | 0.00 | NO
Roseworthy_RW163-Veterinary Science_Ground Floor_G39 _ Office 1 | RW-RW163-01-G39 | RW163-01-G39-Office 1 | Roseworthy | RW | RW163 | Veterinary Science | 01 | Ground Floor | G39 | 122 | School of Animal and Veterinary Sciences | 122 | School of Animal and Veterinary Sciences | 12.3 | Office 1 | 1 | Office Space Group | 101 | Office - Academic Staff |  | Excellent | 1,651.04 | NO
Roseworthy_RW163-Veterinary Science_Ground Floor_G40 _ Office 2 | RW-RW163-01-G40 | RW163-01-G40-Office 2 | Roseworthy | RW | RW163 | Veterinary Science | 01 | Ground Floor | G40 | 122 | School of Animal and Veterinary Sciences | 122 | School of Animal and Veterinary Sciences | 12.3 | Office 2 | 1 | Office Space Group | 101 | Office - Academic Staff |  | Excellent | 1,651.04 | NO
Roseworthy_RW163-Veterinary Science_Ground Floor_G41 _ Molecular 3 | RW-RW163-01-G41 | RW163-01-G41-Molecular 3 | Roseworthy | RW | RW163 | Veterinary Science | 01 | Ground Floor | G41 | 122 | School of Animal and Veterinary Sciences | 122 | School of Animal and Veterinary Sciences | 15.39 | Molecular 3 | 3 | Specialist Teaching or Research Space Group | 314 | Clinical Areas Teaching Space - Undergraduate/Postgraduate |  | Excellent | 2,747.53 | NO
Roseworthy_RW163-Veterinary Science_Ground Floor_G42 _ Molecular 2 | RW-RW163-01-G42 | RW163-01-G42-Molecular 2 | Roseworthy | RW | RW163 | Veterinary Science | 01 | Ground Floor | G42 | 122 | School of Animal and Veterinary Sciences | 122 | School of Animal and Veterinary Sciences | 10.26 | Molecular 2 | 3 | Specialist Teaching or Research Space Group | 314 | Clinical Areas Teaching Space - Undergraduate/Postgraduate |  | Excellent | 1,831.69 | NO
Roseworthy_RW163-Veterinary Science_Ground Floor_G43 _ Molecular 1 | RW-RW163-01-G43 | RW163-01-G43-Molecular 1 | Roseworthy | RW | RW163 | Veterinary Science | 01 | Ground Floor | G43 | 122 | School of Animal and Veterinary Sciences | 122 | School of Animal and Veterinary Sciences | 10.31 | Molecular 1 | 3 | Specialist Teaching or Research Space Group | 314 | Clinical Areas Teaching Space - Undergraduate/Postgraduate |  | Excellent | 1,840.61 | NO
Roseworthy_RW163-Veterinary Science_Ground Floor_G44 _ Corr. | RW-RW163-01-G44 | RW163-01-G44-Corr. | Roseworthy | RW | RW163 | Veterinary Science | 01 | Ground Floor | G44 | 99939 | Unusable Spaces | 99939 | Unusable Spaces | 30.93 | Corr. | 8 | Non Useable Floor Area Space Group | 805 | Non-usable - Circulation space |  | Excellent | 0.00 | NO
Roseworthy_RW163-Veterinary Science_Ground Floor_G44A _ VSR | RW-RW163-01-G44A | RW163-01-G44A-VSR | Roseworthy | RW | RW163 | Veterinary Science | 01 | Ground Floor | G44A | 99939 | Unusable Spaces | 99939 | Unusable Spaces | 0.1 | VSR | 8 | Non Useable Floor Area Space Group | 840 | Non-usable - Service riser |  | Unknown | 0.00 | NO
Roseworthy_RW163-Veterinary Science_Ground Floor_G45 _ Microscopy Viewing | RW-RW163-01-G45 | RW163-01-G45-Microscopy Viewing | Roseworthy | RW | RW163 | Veterinary Science | 01 | Ground Floor | G45 | 122 | School of Animal and Veterinary Sciences | 122 | School of Animal and Veterinary Sciences | 54.83 | Microscopy Viewing | 3 | Specialist Teaching or Research Space Group | 314 | Clinical Areas Teaching Space - Undergraduate/Postgraduate |  | Excellent | 9,788.63 | NO
Roseworthy_RW163-Veterinary Science_Ground Floor_G46 _ Foyer | RW-RW163-01-G46 | RW163-01-G46-Foyer | Roseworthy | RW | RW163 | Veterinary Science | 01 | Ground Floor | G46 | 99939 | Unusable Spaces | 99939 | Unusable Spaces | 15.17 | Foyer | 8 | Non Useable Floor Area Space Group | 805 | Non-usable - Circulation space |  | Excellent | 0.00 | NO
Roseworthy_RW163-Veterinary Science_Ground Floor_G46A _ Corr. | RW-RW163-01-G46A | RW163-01-G46A-Corr. | Roseworthy | RW | RW163 | Veterinary Science | 01 | Ground Floor | G46A | 99939 | Unusable Spaces | 99939 | Unusable Spaces | 32.68 | Corr. | 8 | Non Useable Floor Area Space Group | 805 | Non-usable - Circulation space |  | Excellent | 0.00 | NO
Roseworthy_RW163-Veterinary Science_Ground Floor_G46B _ Corr. | RW-RW163-01-G46B | RW163-01-G46B-Corr. | Roseworthy | RW | RW163 | Veterinary Science | 01 | Ground Floor | G46B | 99939 | Unusable Spaces | 99939 | Unusable Spaces | 14.33 | Corr. | 8 | Non Useable Floor Area Space Group | 805 | Non-usable - Circulation space |  | Excellent | 0.00 | NO
Roseworthy_RW163-Veterinary Science_Ground Floor_G46C _ VSR | RW-RW163-01-G46C | RW163-01-G46C-VSR | Roseworthy | RW | RW163 | Veterinary Science | 01 | Ground Floor | G46C | 99939 | Unusable Spaces | 99939 | Unusable Spaces | 0.81 | VSR | 8 | Non Useable Floor Area Space Group | 840 | Non-usable - Service riser |  | Unknown | 0.00 | NO
Roseworthy_RW163-Veterinary Science_Ground Floor_G47 _ Clinical Pathology | RW-RW163-01-G47 | RW163-01-G47-Clinical Pathology | Roseworthy | RW | RW163 | Veterinary Science | 01 | Ground Floor | G47 | 122 | School of Animal and Veterinary Sciences | 122 | School of Animal and Veterinary Sciences | 89.51 | Clinical Pathology | 3 | Specialist Teaching or Research Space Group | 314 | Clinical Areas Teaching Space - Undergraduate/Postgraduate |  | Excellent | 15,979.95 | NO
Roseworthy_RW163-Veterinary Science_Ground Floor_G48 _ Reception / Pathology | RW-RW163-01-G48 | RW163-01-G48-Reception / Pathology | Roseworthy | RW | RW163 | Veterinary Science | 01 | Ground Floor | G48 | 122 | School of Animal and Veterinary Sciences | 122 | School of Animal and Veterinary Sciences | 20.63 | Reception / Pathology | 6 | General Facility Space Group | 623 | General Facility - Waiting Area/Foyer/Reception Area |  | Excellent | 3,101.48 | NO
Roseworthy_RW163-Veterinary Science_Ground Floor_G48A _ Corr. | RW-RW163-01-G48A | RW163-01-G48A-Corr. | Roseworthy | RW | RW163 | Veterinary Science | 01 | Ground Floor | G48A | 99939 | Unusable Spaces | 99939 | Unusable Spaces | 9.74 | Corr. | 8 | Non Useable Floor Area Space Group | 805 | Non-usable - Circulation space |  | Excellent | 0.00 | NO
Roseworthy_RW163-Veterinary Science_Ground Floor_G49 _ Room 1 | RW-RW163-01-G49 | RW163-01-G49-Room 1 | Roseworthy | RW | RW163 | Veterinary Science | 01 | Ground Floor | G49 | 122 | School of Animal and Veterinary Sciences | 122 | School of Animal and Veterinary Sciences | 9.75 | Room 1 | 4 | Ancillary Area Space Group | 404 | Ancillary Area - Animal Holding |  | Excellent | 1,151.70 | NO
Roseworthy_RW163-Veterinary Science_Ground Floor_G50 _ Room 2 | RW-RW163-01-G50 | RW163-01-G50-Room 2 | Roseworthy | RW | RW163 | Veterinary Science | 01 | Ground Floor | G50 | 122 | School of Animal and Veterinary Sciences | 122 | School of Animal and Veterinary Sciences | 10.29 | Room 2 | 4 | Ancillary Area Space Group | 404 | Ancillary Area - Animal Holding |  | Excellent | 1,215.49 | NO
Roseworthy_RW163-Veterinary Science_Ground Floor_G51 _ Procedures | RW-RW163-01-G51 | RW163-01-G51-Procedures | Roseworthy | RW | RW163 | Veterinary Science | 01 | Ground Floor | G51 | 122 | School of Animal and Veterinary Sciences | 122 | School of Animal and Veterinary Sciences | 16.43 | Procedures | 3 | Specialist Teaching or Research Space Group | 314 | Clinical Areas Teaching Space - Undergraduate/Postgraduate |  | Excellent | 2,933.20 | NO
Roseworthy_RW163-Veterinary Science_Ground Floor_G52 _ Autoclave | RW-RW163-01-G52 | RW163-01-G52-Autoclave | Roseworthy | RW | RW163 | Veterinary Science | 01 | Ground Floor | G52 | 122 | School of Animal and Veterinary Sciences | 122 | School of Animal and Veterinary Sciences | 18.52 | Autoclave | 4 | Ancillary Area Space Group | 401 | Ancillary Area - Laboratory Service and Preparation |  | Excellent | 2,187.64 | NO
Roseworthy_RW163-Veterinary Science_Ground Floor_G53 _ Kennel Prep | RW-RW163-01-G53 | RW163-01-G53-Kennel Prep | Roseworthy | RW | RW163 | Veterinary Science | 01 | Ground Floor | G53 | 122 | School of Animal and Veterinary Sciences | 122 | School of Animal and Veterinary Sciences | 12.71 | Kennel Prep | 3 | Specialist Teaching or Research Space Group | 314 | Clinical Areas Teaching Space - Undergraduate/Postgraduate |  | Excellent | 2,269.08 | NO
Roseworthy_RW163-Veterinary Science_Ground Floor_G53A _ Ante Room | RW-RW163-01-G53A | RW163-01-G53A-Ante Room | Roseworthy | RW | RW163 | Veterinary Science | 01 | Ground Floor | G53A | 99939 | Unusable Spaces | 99939 | Unusable Spaces | 5.38 | Ante Room | 4 | Ancillary Area Space Group | 404 | Ancillary Area - Animal Holding |  | Excellent | 635.50 | NO
Roseworthy_RW163-Veterinary Science_Ground Floor_G54 _ Kennels | RW-RW163-01-G54 | RW163-01-G54-Kennels | Roseworthy | RW | RW163 | Veterinary Science | 01 | Ground Floor | G54 | 122 | School of Animal and Veterinary Sciences | 122 | School of Animal and Veterinary Sciences | 63.8 | Kennels | 4 | Ancillary Area Space Group | 404 | Ancillary Area - Animal Holding |  | Excellent | 7,536.25 | NO
Roseworthy_RW163-Veterinary Science_Ground Floor_G56 _ Run | RW-RW163-01-G56 | RW163-01-G56-Run | Roseworthy | RW | RW163 | Veterinary Science | 01 | Ground Floor | G56 | 122 | School of Animal and Veterinary Sciences | 122 | School of Animal and Veterinary Sciences | 101.45 | Run | 4 | Ancillary Area Space Group | 404 | Ancillary Area - Animal Holding |  | Excellent | 11,983.59 | NO
Roseworthy_RW163-Veterinary Science_Ground Floor_G57 _ Corr. | RW-RW163-01-G57 | RW163-01-G57-Corr. | Roseworthy | RW | RW163 | Veterinary Science | 01 | Ground Floor | G57 | 99939 | Unusable Spaces | 99939 | Unusable Spaces | 69.14 | Corr. | 8 | Non Useable Floor Area Space Group | 805 | Non-usable - Circulation space |  | Excellent | 0.00 | NO
Roseworthy_RW163-Veterinary Science_Ground Floor_G57A _ DB | RW-RW163-01-G57A | RW163-01-G57A-DB | Roseworthy | RW | RW163 | Veterinary Science | 01 | Ground Floor | G57A | 99939 | Unusable Spaces | 99939 | Unusable Spaces | 2.8 | DB | 8 | Non Useable Floor Area Space Group | 840 | Non-usable - Service riser |  | Unknown | 0.00 | NO
Roseworthy_RW163-Veterinary Science_Ground Floor_G57B _ VSR | RW-RW163-01-G57B | RW163-01-G57B-VSR | Roseworthy | RW | RW163 | Veterinary Science | 01 | Ground Floor | G57B | 99939 | Unusable Spaces | 99939 | Unusable Spaces | 0.16 | VSR | 8 | Non Useable Floor Area Space Group | 840 | Non-usable - Service riser |  | Unknown | 0.00 | NO
Roseworthy_RW163-Veterinary Science_Ground Floor_G57C _ VSR | RW-RW163-01-G57C | RW163-01-G57C-VSR | Roseworthy | RW | RW163 | Veterinary Science | 01 | Ground Floor | G57C | 99939 | Unusable Spaces | 99939 | Unusable Spaces | 0.21 | VSR | 8 | Non Useable Floor Area Space Group | 840 | Non-usable - Service riser |  | Unknown | 0.00 | NO
Roseworthy_RW163-Veterinary Science_Ground Floor_G57D _ VSR | RW-RW163-01-G57D | RW163-01-G57D-VSR | Roseworthy | RW | RW163 | Veterinary Science | 01 | Ground Floor | G57D | 99939 | Unusable Spaces | 99939 | Unusable Spaces | 0.27 | VSR | 8 | Non Useable Floor Area Space Group | 840 | Non-usable - Service riser |  | Unknown | 0.00 | NO
Roseworthy_RW163-Veterinary Science_Ground Floor_G58 _ MSB | RW-RW163-01-G58 | RW163-01-G58-MSB | Roseworthy | RW | RW163 | Veterinary Science | 01 | Ground Floor | G58 | 99939 | Unusable Spaces | 99939 | Unusable Spaces | 5.6 | MSB | 8 | Non Useable Floor Area Space Group | 815 | Non-usable - Switch room |  | Unknown | 0.00 | NO
Roseworthy_RW163-Veterinary Science_Ground Floor_G59 _ WC / Shower - U | RW-RW163-01-G59 | RW163-01-G59-WC / Shower - U | Roseworthy | RW | RW163 | Veterinary Science | 01 | Ground Floor | G59 | 99939 | Unusable Spaces | 99939 | Unusable Spaces | 4.51 | WC / Shower - U | 8 | Non Useable Floor Area Space Group | 835 | Non-usable - Toilets/Amenities - Other |  | Excellent | 0.00 | NO
Roseworthy_RW163-Veterinary Science_Ground Floor_G60 _ Cleaner | RW-RW163-01-G60 | RW163-01-G60-Cleaner | Roseworthy | RW | RW163 | Veterinary Science | 01 | Ground Floor | G60 | 99939 | Unusable Spaces | 99939 | Unusable Spaces | 4.51 | Cleaner | 8 | Non Useable Floor Area Space Group | 806 | Non-usable - Cleaners room |  | Unknown | 0.00 | NO
Roseworthy_RW163-Veterinary Science_Ground Floor_G61 _ Comms | RW-RW163-01-G61 | RW163-01-G61-Comms | Roseworthy | RW | RW163 | Veterinary Science | 01 | Ground Floor | G61 | 850 | ITDS Branch Central Costs | 869 | Information Technology and Digital Services | 19.86 | Comms | 8 | Non Useable Floor Area Space Group | 812 | Non-usable - Comms/network system/Telephone/PABX |  | Excellent | 0.00 | NO
Roseworthy_RW163-Veterinary Science_Ground Floor_G62 _ ITS | RW-RW163-01-G62 | RW163-01-G62-ITS | Roseworthy | RW | RW163 | Veterinary Science | 01 | Ground Floor | G62 | 850 | ITDS Branch Central Costs | 869 | Information Technology and Digital Services | 20.63 | ITS | 8 | Non Useable Floor Area Space Group | 815 | Non-usable - Switch room |  | Excellent | 0.00 | NO
Roseworthy_RW163-Veterinary Science_Ground Floor_G63 _ Corr. | RW-RW163-01-G63 | RW163-01-G63-Corr. | Roseworthy | RW | RW163 | Veterinary Science | 01 | Ground Floor | G63 | 99939 | Unusable Spaces | 99939 | Unusable Spaces | 40 | Corr. | 8 | Non Useable Floor Area Space Group | 805 | Non-usable - Circulation space |  | Excellent | 0.00 | NO
Roseworthy_RW163-Veterinary Science_Ground Floor_G64 _ Change Room - F | RW-RW163-01-G64 | RW163-01-G64-Change Room - F | Roseworthy | RW | RW163 | Veterinary Science | 01 | Ground Floor | G64 | 99939 | Unusable Spaces | 99939 | Unusable Spaces | 115.83 | Change Room - F | 8 | Non Useable Floor Area Space Group | 820 | Non-usable - Toilets/Amenities - Female |  | Excellent | 0.00 | NO
Roseworthy_RW163-Veterinary Science_Ground Floor_G65 _ Utility | RW-RW163-01-G65 | RW163-01-G65-Utility | Roseworthy | RW | RW163 | Veterinary Science | 01 | Ground Floor | G65 | 122 | School of Animal and Veterinary Sciences | 122 | School of Animal and Veterinary Sciences | 9.97 | Utility | 6 | General Facility Space Group | 603 | General Facility - Resource room |  | Excellent | 1,498.87 | NO
Roseworthy_RW163-Veterinary Science_Ground Floor_G66 _ WC - F | RW-RW163-01-G66 | RW163-01-G66-WC - F | Roseworthy | RW | RW163 | Veterinary Science | 01 | Ground Floor | G66 | 99939 | Unusable Spaces | 99939 | Unusable Spaces | 36.84 | WC - F | 8 | Non Useable Floor Area Space Group | 820 | Non-usable - Toilets/Amenities - Female |  | Excellent | 0.00 | NO
Roseworthy_RW163-Veterinary Science_Ground Floor_G67 _ WC - U - Access (RH + S) | RW-RW163-01-G67 | RW163-01-G67-WC - U - Access (RH + S) | Roseworthy | RW | RW163 | Veterinary Science | 01 | Ground Floor | G67 | 99939 | Unusable Spaces | 99939 | Unusable Spaces | 7.03 | WC - U - Access (RH + S) | 8 | Non Useable Floor Area Space Group | 818 | Non-usable - Toilets/Amenities - Unisex Accessible |  | Excellent | 0.00 | NO
Roseworthy_RW163-Veterinary Science_Ground Floor_G68 _ Corr. | RW-RW163-01-G68 | RW163-01-G68-Corr. | Roseworthy | RW | RW163 | Veterinary Science | 01 | Ground Floor | G68 | 99939 | Unusable Spaces | 99939 | Unusable Spaces | 22.59 | Corr. | 8 | Non Useable Floor Area Space Group | 805 | Non-usable - Circulation space |  | Excellent | 0.00 | NO
Roseworthy_RW163-Veterinary Science_Ground Floor_G69 _ Scrubs | RW-RW163-01-G69 | RW163-01-G69-Scrubs | Roseworthy | RW | RW163 | Veterinary Science | 01 | Ground Floor | G69 | 122 | School of Animal and Veterinary Sciences | 122 | School of Animal and Veterinary Sciences | 40.02 | Scrubs | 4 | Ancillary Area Space Group | 410 | Ancillary Area - Operating Theatre Support |  | Excellent | 4,727.29 | NO
Roseworthy_RW163-Veterinary Science_Ground Floor_G69A _ VSR | RW-RW163-01-G69A | RW163-01-G69A-VSR | Roseworthy | RW | RW163 | Veterinary Science | 01 | Ground Floor | G69A | 99939 | Unusable Spaces | 99939 | Unusable Spaces | 2.45 | VSR | 8 | Non Useable Floor Area Space Group | 840 | Non-usable - Service riser |  | Unknown | 0.00 | NO
Roseworthy_RW163-Veterinary Science_Ground Floor_G69B _ VSR | RW-RW163-01-G69B | RW163-01-G69B-VSR | Roseworthy | RW | RW163 | Veterinary Science | 01 | Ground Floor | G69B | 99939 | Unusable Spaces | 99939 | Unusable Spaces | 0.66 | VSR | 8 | Non Useable Floor Area Space Group | 840 | Non-usable - Service riser |  | Unknown | 0.00 | NO
Roseworthy_RW163-Veterinary Science_Ground Floor_G70 _ Changeroom - M | RW-RW163-01-G70 | RW163-01-G70-Changeroom - M | Roseworthy | RW | RW163 | Veterinary Science | 01 | Ground Floor | G70 | 99939 | Unusable Spaces | 99939 | Unusable Spaces | 35.58 | Changeroom - M | 8 | Non Useable Floor Area Space Group | 821 | Non-usable - Toilets/Amenities - Male |  | Excellent | 0.00 | NO
Roseworthy_RW163-Veterinary Science_Ground Floor_G71 _ Amenities - M | RW-RW163-01-G71 | RW163-01-G71-Amenities - M | Roseworthy | RW | RW163 | Veterinary Science | 01 | Ground Floor | G71 | 99939 | Unusable Spaces | 99939 | Unusable Spaces | 40.17 | Amenities - M | 8 | Non Useable Floor Area Space Group | 821 | Non-usable - Toilets/Amenities - Male |  | Excellent | 0.00 | NO
Roseworthy_RW163-Veterinary Science_Ground Floor_G71B _ VSR | RW-RW163-01-G71B | RW163-01-G71B-VSR | Roseworthy | RW | RW163 | Veterinary Science | 01 | Ground Floor | G71B | 99939 | Unusable Spaces | 99939 | Unusable Spaces | 0.14 | VSR | 8 | Non Useable Floor Area Space Group | 840 | Non-usable - Service riser |  | Unknown | 0.00 | NO
Roseworthy_RW163-Veterinary Science_Ground Floor_G72 _ Skills Theatre | RW-RW163-01-G72 | RW163-01-G72-Skills Theatre | Roseworthy | RW | RW163 | Veterinary Science | 01 | Ground Floor | G72 | 122 | School of Animal and Veterinary Sciences | 122 | School of Animal and Veterinary Sciences | 226.87 | Skills Theatre | 3 | Specialist Teaching or Research Space Group | 314 | Clinical Areas Teaching Space - Undergraduate/Postgraduate |  | Excellent | 40,502.41 | NO
Roseworthy_RW163-Veterinary Science_Ground Floor_G73 _ Skills Preparation | RW-RW163-01-G73 | RW163-01-G73-Skills Preparation | Roseworthy | RW | RW163 | Veterinary Science | 01 | Ground Floor | G73 | 122 | School of Animal and Veterinary Sciences | 122 | School of Animal and Veterinary Sciences | 63.61 | Skills Preparation | 3 | Specialist Teaching or Research Space Group | 314 | Clinical Areas Teaching Space - Undergraduate/Postgraduate |  | Excellent | 11,356.10 | NO
Roseworthy_RW163-Veterinary Science_Ground Floor_G74 _ Anaesthetic Preparation | RW-RW163-01-G74 | RW163-01-G74-Anaesthetic Preparation | Roseworthy | RW | RW163 | Veterinary Science | 01 | Ground Floor | G74 | 122 | School of Animal and Veterinary Sciences | 122 | School of Animal and Veterinary Sciences | 74.88 | Anaesthetic Preparation | 3 | Specialist Teaching or Research Space Group | 314 | Clinical Areas Teaching Space - Undergraduate/Postgraduate |  | Excellent | 13,368.10 | NO
Roseworthy_RW163-Veterinary Science_Ground Floor_G75 _ Staff station | RW-RW163-01-G75 | RW163-01-G75-Staff station | Roseworthy | RW | RW163 | Veterinary Science | 01 | Ground Floor | G75 | 122 | School of Animal and Veterinary Sciences | 122 | School of Animal and Veterinary Sciences | 19.58 | Staff station | 1 | Office Space Group | 101 | Office - Academic Staff |  | Excellent | 2,628.24 | NO
Roseworthy_RW163-Veterinary Science_Ground Floor_G76 _ Equipment Store | RW-RW163-01-G76 | RW163-01-G76-Equipment Store | Roseworthy | RW | RW163 | Veterinary Science | 01 | Ground Floor | G76 | 122 | School of Animal and Veterinary Sciences | 122 | School of Animal and Veterinary Sciences | 12.35 | Equipment Store | 4 | Ancillary Area Space Group | 401 | Ancillary Area - Laboratory Service and Preparation |  | Excellent | 1,458.82 | NO
Roseworthy_RW163-Veterinary Science_Ground Floor_G77 _ General supply | RW-RW163-01-G77 | RW163-01-G77-General supply | Roseworthy | RW | RW163 | Veterinary Science | 01 | Ground Floor | G77 | 122 | School of Animal and Veterinary Sciences | 122 | School of Animal and Veterinary Sciences | 36.86 | General supply | 4 | Ancillary Area Space Group | 419 | Ancillary Area - Store Room - Generic |  | Excellent | 4,354.02 | NO
Roseworthy_RW163-Veterinary Science_Ground Floor_G78 _ A/L | RW-RW163-01-G78 | RW163-01-G78-A/L | Roseworthy | RW | RW163 | Veterinary Science | 01 | Ground Floor | G78 | 99939 | Unusable Spaces | 99939 | Unusable Spaces | 4.31 | A/L | 8 | Non Useable Floor Area Space Group | 835 | Non-usable - Toilets/Amenities - Other |  | Excellent | 0.00 | NO
Roseworthy_RW163-Veterinary Science_Ground Floor_G79 _ Theatre 1 | RW-RW163-01-G79 | RW163-01-G79-Theatre 1 | Roseworthy | RW | RW163 | Veterinary Science | 01 | Ground Floor | G79 | 122 | School of Animal and Veterinary Sciences | 122 | School of Animal and Veterinary Sciences | 32.44 | Theatre 1 | 3 | Specialist Teaching or Research Space Group | 314 | Clinical Areas Teaching Space - Undergraduate/Postgraduate |  | Excellent | 5,791.41 | NO
Roseworthy_RW163-Veterinary Science_Ground Floor_G80 _ Store | RW-RW163-01-G80 | RW163-01-G80-Store | Roseworthy | RW | RW163 | Veterinary Science | 01 | Ground Floor | G80 | 122 | School of Animal and Veterinary Sciences | 122 | School of Animal and Veterinary Sciences | 6.22 | Store | 4 | Ancillary Area Space Group | 419 | Ancillary Area - Store Room - Generic |  | Excellent | 734.73 | NO
Roseworthy_RW163-Veterinary Science_Ground Floor_G80A _ VSR | RW-RW163-01-G80A | RW163-01-G80A-VSR | Roseworthy | RW | RW163 | Veterinary Science | 01 | Ground Floor | G80A | 99939 | Unusable Spaces | 99939 | Unusable Spaces | 0.33 | VSR | 8 | Non Useable Floor Area Space Group | 840 | Non-usable - Service riser |  | Excellent | 0.00 | NO
Roseworthy_RW163-Veterinary Science_Ground Floor_G81 _ A/L | RW-RW163-01-G81 | RW163-01-G81-A/L | Roseworthy | RW | RW163 | Veterinary Science | 01 | Ground Floor | G81 | 99939 | Unusable Spaces | 99939 | Unusable Spaces | 4.31 | A/L | 8 | Non Useable Floor Area Space Group | 835 | Non-usable - Toilets/Amenities - Other |  | Excellent | 0.00 | NO
Roseworthy_RW163-Veterinary Science_Ground Floor_G82 _ Theatre 2 | RW-RW163-01-G82 | RW163-01-G82-Theatre 2 | Roseworthy | RW | RW163 | Veterinary Science | 01 | Ground Floor | G82 | 122 | School of Animal and Veterinary Sciences | 122 | School of Animal and Veterinary Sciences | 32.44 | Theatre 2 | 3 | Specialist Teaching or Research Space Group | 314 | Clinical Areas Teaching Space - Undergraduate/Postgraduate |  | Excellent | 5,791.41 | NO
Roseworthy_RW163-Veterinary Science_Ground Floor_G83 _ Scrubs | RW-RW163-01-G83 | RW163-01-G83-Scrubs | Roseworthy | RW | RW163 | Veterinary Science | 01 | Ground Floor | G83 | 122 | School of Animal and Veterinary Sciences | 122 | School of Animal and Veterinary Sciences | 32.75 | Scrubs | 4 | Ancillary Area Space Group | 410 | Ancillary Area - Operating Theatre Support |  | Excellent | 3,868.53 | NO
Roseworthy_RW163-Veterinary Science_Ground Floor_G83A _ VSR | RW-RW163-01-G83A | RW163-01-G83A-VSR | Roseworthy | RW | RW163 | Veterinary Science | 01 | Ground Floor | G83A | 99939 | Unusable Spaces | 99939 | Unusable Spaces | 1.61 | VSR | 8 | Non Useable Floor Area Space Group | 840 | Non-usable - Service riser |  | Unknown | 0.00 | NO
Roseworthy_RW163-Veterinary Science_Ground Floor_G84 _ WC - M | RW-RW163-01-G84 | RW163-01-G84-WC - M | Roseworthy | RW | RW163 | Veterinary Science | 01 | Ground Floor | G84 | 99939 | Unusable Spaces | 99939 | Unusable Spaces | 16.89 | WC - M | 8 | Non Useable Floor Area Space Group | 821 | Non-usable - Toilets/Amenities - Male |  | Excellent | 0.00 | NO
Roseworthy_RW163-Veterinary Science_Ground Floor_G84A _ WC - M | RW-RW163-01-G84A | RW163-01-G84A-WC - M | Roseworthy | RW | RW163 | Veterinary Science | 01 | Ground Floor | G84A | 99939 | Unusable Spaces | 99939 | Unusable Spaces | 5.74 | WC - M | 8 | Non Useable Floor Area Space Group | 821 | Non-usable - Toilets/Amenities - Male |  | Excellent | 0.00 | NO
Roseworthy_RW163-Veterinary Science_Ground Floor_G84B _ VSR | RW-RW163-01-G84B | RW163-01-G84B-VSR | Roseworthy | RW | RW163 | Veterinary Science | 01 | Ground Floor | G84B | 99939 | Unusable Spaces | 99939 | Unusable Spaces | 0.18 | VSR | 8 | Non Useable Floor Area Space Group | 840 | Non-usable - Service riser |  | Unknown | 0.00 | NO
Roseworthy_RW163-Veterinary Science_Ground Floor_G85 _ Comms | RW-RW163-01-G85 | RW163-01-G85-Comms | Roseworthy | RW | RW163 | Veterinary Science | 01 | Ground Floor | G85 | 850 | ITDS Branch Central Costs | 869 | Information Technology and Digital Services | 19.44 | Comms | 8 | Non Useable Floor Area Space Group | 812 | Non-usable - Comms/network system/Telephone/PABX |  | Excellent | 0.00 | NO
Roseworthy_RW163-Veterinary Science_Ground Floor_G86 _ WC - F | RW-RW163-01-G86 | RW163-01-G86-WC - F | Roseworthy | RW | RW163 | Veterinary Science | 01 | Ground Floor | G86 | 99939 | Unusable Spaces | 99939 | Unusable Spaces | 26.4 | WC - F | 8 | Non Useable Floor Area Space Group | 820 | Non-usable - Toilets/Amenities - Female |  | Excellent | 0.00 | NO
Roseworthy_RW163-Veterinary Science_Ground Floor_G86A _ VSR | RW-RW163-01-G86A | RW163-01-G86A-VSR | Roseworthy | RW | RW163 | Veterinary Science | 01 | Ground Floor | G86A | 99939 | Unusable Spaces | 99939 | Unusable Spaces | 0.17 | VSR | 8 | Non Useable Floor Area Space Group | 840 | Non-usable - Service riser |  | Unknown | 0.00 | NO
Roseworthy_RW163-Veterinary Science_Ground Floor_G87 _ DB | RW-RW163-01-G87 | RW163-01-G87-DB | Roseworthy | RW | RW163 | Veterinary Science | 01 | Ground Floor | G87 | 99939 | Unusable Spaces | 99939 | Unusable Spaces | 3.52 | DB | 8 | Non Useable Floor Area Space Group | 840 | Non-usable - Service riser |  | Unknown | 0.00 | NO
Roseworthy_RW163-Veterinary Science_Ground Floor_G88 _ Corr. | RW-RW163-01-G88 | RW163-01-G88-Corr. | Roseworthy | RW | RW163 | Veterinary Science | 01 | Ground Floor | G88 | 99939 | Unusable Spaces | 99939 | Unusable Spaces | 47.25 | Corr. | 8 | Non Useable Floor Area Space Group | 805 | Non-usable - Circulation space |  | Excellent | 0.00 | NO
Roseworthy_RW163-Veterinary Science_Ground Floor_G88A _ VSR | RW-RW163-01-G88A | RW163-01-G88A-VSR | Roseworthy | RW | RW163 | Veterinary Science | 01 | Ground Floor | G88A | 99939 | Unusable Spaces | 99939 | Unusable Spaces | 0.23 | VSR | 8 | Non Useable Floor Area Space Group | 840 | Non-usable - Service riser |  | Unknown | 0.00 | NO
Roseworthy_RW163-Veterinary Science_Ground Floor_G89 _ Corr. | RW-RW163-01-G89 | RW163-01-G89-Corr. | Roseworthy | RW | RW163 | Veterinary Science | 01 | Ground Floor | G89 | 99939 | Unusable Spaces | 99939 | Unusable Spaces | 39.38 | Corr. | 8 | Non Useable Floor Area Space Group | 805 | Non-usable - Circulation space |  | Excellent | 0.00 | NO
Roseworthy_RW163-Veterinary Science_Ground Floor_G89A _ VSR | RW-RW163-01-G89A | RW163-01-G89A-VSR | Roseworthy | RW | RW163 | Veterinary Science | 01 | Ground Floor | G89A | 99939 | Unusable Spaces | 99939 | Unusable Spaces | 0.22 | VSR | 8 | Non Useable Floor Area Space Group | 840 | Non-usable - Service riser |  | Unknown | 0.00 | NO
Roseworthy_RW163-Veterinary Science_Ground Floor_G89B _ VSR | RW-RW163-01-G89B | RW163-01-G89B-VSR | Roseworthy | RW | RW163 | Veterinary Science | 01 | Ground Floor | G89B | 99939 | Unusable Spaces | 99939 | Unusable Spaces | 0.24 | VSR | 8 | Non Useable Floor Area Space Group | 840 | Non-usable - Service riser |  | Unknown | 0.00 | NO
Roseworthy_RW163-Veterinary Science_Ground Floor_G90 _ Dark Room | RW-RW163-01-G90 | RW163-01-G90-Dark Room | Roseworthy | RW | RW163 | Veterinary Science | 01 | Ground Floor | G90 | 122 | School of Animal and Veterinary Sciences | 122 | School of Animal and Veterinary Sciences | 11.61 | Dark Room | 4 | Ancillary Area Space Group | 411 | Ancillary Area - Darkroom |  | Excellent | 1,371.41 | NO
Roseworthy_RW163-Veterinary Science_Ground Floor_G91 _ Corr. | RW-RW163-01-G91 | RW163-01-G91-Corr. | Roseworthy | RW | RW163 | Veterinary Science | 01 | Ground Floor | G91 | 99939 | Unusable Spaces | 99939 | Unusable Spaces | 12.11 | Corr. | 8 | Non Useable Floor Area Space Group | 805 | Non-usable - Circulation space |  | Excellent | 0.00 | NO
Roseworthy_RW163-Veterinary Science_Ground Floor_G92 _ Store | RW-RW163-01-G92 | RW163-01-G92-Store | Roseworthy | RW | RW163 | Veterinary Science | 01 | Ground Floor | G92 | 122 | School of Animal and Veterinary Sciences | 122 | School of Animal and Veterinary Sciences | 11.25 | Store | 4 | Ancillary Area Space Group | 419 | Ancillary Area - Store Room - Generic |  | Excellent | 1,328.88 | NO
Roseworthy_RW163-Veterinary Science_Ground Floor_G93 _ Dentistry | RW-RW163-01-G93 | RW163-01-G93-Dentistry | Roseworthy | RW | RW163 | Veterinary Science | 01 | Ground Floor | G93 | 122 | School of Animal and Veterinary Sciences | 122 | School of Animal and Veterinary Sciences | 18.11 | Dentistry | 3 | Specialist Teaching or Research Space Group | 314 | Clinical Areas Teaching Space - Undergraduate/Postgraduate |  | Excellent | 3,233.12 | NO
Roseworthy_RW163-Veterinary Science_Ground Floor_G94 _ Control room | RW-RW163-01-G94 | RW163-01-G94-Control room | Roseworthy | RW | RW163 | Veterinary Science | 01 | Ground Floor | G94 | 122 | School of Animal and Veterinary Sciences | 122 | School of Animal and Veterinary Sciences | 17.33 | Control room | 3 | Specialist Teaching or Research Space Group | 314 | Clinical Areas Teaching Space - Undergraduate/Postgraduate |  | Excellent | 3,093.87 | NO
Roseworthy_RW163-Veterinary Science_Ground Floor_G95 _ Radiology | RW-RW163-01-G95 | RW163-01-G95-Radiology | Roseworthy | RW | RW163 | Veterinary Science | 01 | Ground Floor | G95 | 122 | School of Animal and Veterinary Sciences | 122 | School of Animal and Veterinary Sciences | 28.15 | Radiology | 3 | Specialist Teaching or Research Space Group | 314 | Clinical Areas Teaching Space - Undergraduate/Postgraduate |  | Excellent | 5,025.53 | NO
Roseworthy_RW163-Veterinary Science_Ground Floor_G96 _ Radiology Viewing | RW-RW163-01-G96 | RW163-01-G96-Radiology Viewing | Roseworthy | RW | RW163 | Veterinary Science | 01 | Ground Floor | G96 | 122 | School of Animal and Veterinary Sciences | 122 | School of Animal and Veterinary Sciences | 35.91 | Radiology Viewing | 3 | Specialist Teaching or Research Space Group | 314 | Clinical Areas Teaching Space - Undergraduate/Postgraduate |  | Excellent | 6,410.90 | NO
Roseworthy_RW163-Veterinary Science_Ground Floor_G97 _ H.Laboratory | RW-RW163-01-G97 | RW163-01-G97-H.Laboratory | Roseworthy | RW | RW163 | Veterinary Science | 01 | Ground Floor | G97 | 122 | School of Animal and Veterinary Sciences | 122 | School of Animal and Veterinary Sciences | 8.6 | H.Laboratory | 3 | Specialist Teaching or Research Space Group | 314 | Clinical Areas Teaching Space - Undergraduate/Postgraduate |  | Excellent | 1,535.33 | NO
Roseworthy_RW163-Veterinary Science_Ground Floor_G98 _ Radiology Office | RW-RW163-01-G98 | RW163-01-G98-Radiology Office | Roseworthy | RW | RW163 | Veterinary Science | 01 | Ground Floor | G98 | 122 | School of Animal and Veterinary Sciences | 122 | School of Animal and Veterinary Sciences | 16.07 | Radiology Office | 4 | Ancillary Area Space Group | 401 | Ancillary Area - Laboratory Service and Preparation |  | Excellent | 1,898.24 | NO
Roseworthy_RW163-Veterinary Science_Ground Floor_G99 _ Intensive Care | RW-RW163-01-G99 | RW163-01-G99-Intensive Care | Roseworthy | RW | RW163 | Veterinary Science | 01 | Ground Floor | G99 | 122 | School of Animal and Veterinary Sciences | 122 | School of Animal and Veterinary Sciences | 59.62 | Intensive Care | 3 | Specialist Teaching or Research Space Group | 314 | Clinical Areas Teaching Space - Undergraduate/Postgraduate |  | Excellent | 10,643.78 | NO
Roseworthy_RW163-Veterinary Science_Roof_R01 _ Plant Enclosure 1 | RW-RW163-02-R01 | RW163-02-R01-Plant Enclosure 1 | Roseworthy | RW | RW163 | Veterinary Science | 02 | Roof | R01 | 99939 | Unusable Spaces | 99939 | Unusable Spaces | 56.75 | Plant Enclosure 1 | 8 | Non Useable Floor Area Space Group | 811 | Non-usable - Plant room other |  | Unknown | 0.00 | NO
Roseworthy_RW163-Veterinary Science_Roof_R02 _ Plant Enclosure 2 | RW-RW163-02-R02 | RW163-02-R02-Plant Enclosure 2 | Roseworthy | RW | RW163 | Veterinary Science | 02 | Roof | R02 | 99939 | Unusable Spaces | 99939 | Unusable Spaces | 175.44 | Plant Enclosure 2 | 8 | Non Useable Floor Area Space Group | 811 | Non-usable - Plant room other |  | Unknown | 0.00 | NO
Roseworthy_RW163-Veterinary Science_Roof_R03 _ Plant Enclosure 3 | RW-RW163-02-R03 | RW163-02-R03-Plant Enclosure 3 | Roseworthy | RW | RW163 | Veterinary Science | 02 | Roof | R03 | 99939 | Unusable Spaces | 99939 | Unusable Spaces | 161.28 | Plant Enclosure 3 | 8 | Non Useable Floor Area Space Group | 811 | Non-usable - Plant room other |  | Unknown | 0.00 | NO
Roseworthy_RW163-Veterinary Science_Roof_R04 _ Plant Enclosure 4 | RW-RW163-02-R04 | RW163-02-R04-Plant Enclosure 4 | Roseworthy | RW | RW163 | Veterinary Science | 02 | Roof | R04 | 99939 | Unusable Spaces | 99939 | Unusable Spaces | 22.67 | Plant Enclosure 4 | 8 | Non Useable Floor Area Space Group | 811 | Non-usable - Plant room other |  | Unknown | 0.00 | NO
Roseworthy_RW163-Veterinary Science_Roof_R05 _ Stair (NUFA) | RW-RW163-02-R05 | RW163-02-R05-Stair (NUFA) | Roseworthy | RW | RW163 | Veterinary Science | 02 | Roof | R05 | 99939 | Unusable Spaces | 99939 | Unusable Spaces | 11.24 | Stair (NUFA) | 8 | Non Useable Floor Area Space Group | 805 | Non-usable - Circulation space |  | Unknown | 0.00 | NO
Roseworthy_RW164-Store & Weighbridge_Ground Floor_G1 _ Entry | RW-RW164-01-G1 | RW164-01-G1-Entry | Roseworthy | RW | RW164 | Store & Weighbridge | 01 | Ground Floor | G1 | 99939 | Unusable Spaces | 99939 | Unusable Spaces | 4.98 | Entry | 8 | Non Useable Floor Area Space Group | 805 | Non-usable - Circulation space |  | Unknown | 0.00 | NO
Roseworthy_RW164-Store & Weighbridge_Ground Floor_G2 _ Plantroom | RW-RW164-01-G2 | RW164-01-G2-Plantroom | Roseworthy | RW | RW164 | Store & Weighbridge | 01 | Ground Floor | G2 | 99939 | Unusable Spaces | 99939 | Unusable Spaces | 6.03 | Plantroom | 8 | Non Useable Floor Area Space Group | 811 | Non-usable - Plant room other |  | Unknown | 0.00 | NO
Roseworthy_RW164-Store & Weighbridge_Ground Floor_G3 _ Weigh Room | RW-RW164-01-G3 | RW164-01-G3-Weigh Room | Roseworthy | RW | RW164 | Store & Weighbridge | 01 | Ground Floor | G3 | 99984 | Commercial - Martindale Holdings Pty Ltd | 859 | Infrastructure | 8.07 | Weigh Room | 4 | Ancillary Area Space Group | 401 | Ancillary Area - Laboratory Service and Preparation |  | Adequate | 648.47 | NO
Roseworthy_RW164-Store & Weighbridge_Ground Floor_G4 _ Store | RW-RW164-01-G4 | RW164-01-G4-Store | Roseworthy | RW | RW164 | Store & Weighbridge | 01 | Ground Floor | G4 | 99984 | Commercial - Martindale Holdings Pty Ltd | 859 | Infrastructure | 10.53 | Store | 4 | Ancillary Area Space Group | 419 | Ancillary Area - Store Room - Generic |  | Adequate | 846.15 | NO
Roseworthy_RW164-Store & Weighbridge_Ground Floor_G5 _ Property's Workshop | RW-RW164-01-G5 | RW164-01-G5-Property's Workshop | Roseworthy | RW | RW164 | Store & Weighbridge | 01 | Ground Floor | G5 | 859 | Infrastructure Office | 859 | Infrastructure | 88.45 | Property's Workshop | 4 | Ancillary Area Space Group | 403 | Ancillary Area - Workshop |  | Adequate | 7,107.47 | NO
Roseworthy_RW164-Store & Weighbridge_Ground Floor_G6 _ Workshop | RW-RW164-01-G6 | RW164-01-G6-Workshop | Roseworthy | RW | RW164 | Store & Weighbridge | 01 | Ground Floor | G6 | 99984 | Commercial - Martindale Holdings Pty Ltd | 859 | Infrastructure | 62.84 | Workshop | 4 | Ancillary Area Space Group | 403 | Ancillary Area - Workshop |  | Adequate | 5,049.56 | NO
Roseworthy_RW164-Store & Weighbridge_Ground Floor_G6A _ Office | RW-RW164-01-G6A | RW164-01-G6A-Office | Roseworthy | RW | RW164 | Store & Weighbridge | 01 | Ground Floor | G6A | 99984 | Commercial - Martindale Holdings Pty Ltd | 859 | Infrastructure | 10.45 | Office | 1 | Office Space Group | 101 | Office - Academic Staff |  | Adequate | 954.23 | NO
Roseworthy_RW164-Store & Weighbridge_Ground Floor_G7 _ Store | RW-RW164-01-G7 | RW164-01-G7-Store | Roseworthy | RW | RW164 | Store & Weighbridge | 01 | Ground Floor | G7 | 99977 | Other Commercial Relationship | 859 | Infrastructure | 71.68 | Store | 4 | Ancillary Area Space Group | 419 | Ancillary Area - Store Room - Generic |  | Adequate | 5,759.91 | NO
Roseworthy_RW164-Store & Weighbridge_Ground Floor_G8 _ Store / Workshop | RW-RW164-01-G8 | RW164-01-G8-Store / Workshop | Roseworthy | RW | RW164 | Store & Weighbridge | 01 | Ground Floor | G8 | 141 | School of Agriculture, Food and Wine | 141 | School of Agriculture, Food and Wine | 212.1 | Store / Workshop | 4 | Ancillary Area Space Group | 403 | Ancillary Area - Workshop |  | Adequate | 17,043.47 | NO
Roseworthy_RW165-Aquaculture Centre_Ground Floor_G1 _ Entry | RW-RW165-GN-G1 | RW165-GN-G1-Entry | Roseworthy | RW | RW165 | Aquaculture Centre | GN | Ground Floor | G1 | 99939 | Unusable Spaces | 99939 | Unusable Spaces | 12.03 | Entry | 8 | Non Useable Floor Area Space Group | 805 | Non-usable - Circulation space |  | Good | 0.00 | NO
Roseworthy_RW165-Aquaculture Centre_Ground Floor_G2 _ Store | RW-RW165-GN-G2 | RW165-GN-G2-Store | Roseworthy | RW | RW165 | Aquaculture Centre | GN | Ground Floor | G2 | 122 | School of Animal and Veterinary Sciences | 122 | School of Animal and Veterinary Sciences | 10.4 | Store | 4 | Ancillary Area Space Group | 419 | Ancillary Area - Store Room - Generic |  | Good | 1,044.63 | NO
Roseworthy_RW165-Aquaculture Centre_Ground Floor_G3 _ Theory Room | RW-RW165-GN-G3 | RW165-GN-G3-Theory Room | Roseworthy | RW | RW165 | Aquaculture Centre | GN | Ground Floor | G3 | 122 | School of Animal and Veterinary Sciences | 122 | School of Animal and Veterinary Sciences | 62.41 | Theory Room | 6 | General Facility Space Group | 600 | General Facility - Specific type not defined |  | Good | 7,978.42 | NO
Roseworthy_RW165-Aquaculture Centre_Ground Floor_G4 _ Laboratory - Research | RW-RW165-GN-G4 | RW165-GN-G4-Laboratory - Research | Roseworthy | RW | RW165 | Aquaculture Centre | GN | Ground Floor | G4 | 122 | School of Animal and Veterinary Sciences | 122 | School of Animal and Veterinary Sciences | 198.44 | Laboratory - Research | 3 | Specialist Teaching or Research Space Group | 312 | Laboratory - Research Only |  | Good | 30,124.90 | NO
Roseworthy_RW165-Aquaculture Centre_Ground Floor_G5 _ Trailer Enclosure | RW-RW165-GN-G5 | RW165-GN-G5-Trailer Enclosure | Roseworthy | RW | RW165 | Aquaculture Centre | GN | Ground Floor | G5 | 122 | School of Animal and Veterinary Sciences | 122 | School of Animal and Veterinary Sciences | 21.18 | Trailer Enclosure | 8 | Non Useable Floor Area Space Group | 807 | Non-usable - Garage/Loading bay |  | Good | 0.00 | NO
Roseworthy_RW166-Williams Building_Roof_R01 _ Plant Platform (NUFA) | RW-RW166-01-R01 | RW166-01-R01-Plant Platform (NUFA) | Roseworthy | RW | RW166 | Williams Building | 01 | Roof | R01 | 99939 | Unusable Spaces | 99939 | Unusable Spaces | 79.43 | Plant Platform (NUFA) | 8 | Non Useable Floor Area Space Group | 811 | Non-usable - Plant room other |  | Unknown | 0.00 | NO
Roseworthy_RW166-Williams Building_Ground Floor_G00A _ Entry | RW-RW166-GN-G00A | RW166-GN-G00A-Entry | Roseworthy | RW | RW166 | Williams Building | GN | Ground Floor | G00A | 99939 | Unusable Spaces | 99939 | Unusable Spaces | 2.43 | Entry | 8 | Non Useable Floor Area Space Group | 805 | Non-usable - Circulation space |  | Unknown | 0.00 | NO
Roseworthy_RW166-Williams Building_Ground Floor_G01 _ Foyer | RW-RW166-GN-G01 | RW166-GN-G01-Foyer | Roseworthy | RW | RW166 | Williams Building | GN | Ground Floor | G01 | 99939 | Unusable Spaces | 99939 | Unusable Spaces | 93.07 | Foyer | 8 | Non Useable Floor Area Space Group | 805 | Non-usable - Circulation space |  | Unknown | 0.00 | NO
Roseworthy_RW166-Williams Building_Ground Floor_G01A _ Corr. | RW-RW166-GN-G01A | RW166-GN-G01A-Corr. | Roseworthy | RW | RW166 | Williams Building | GN | Ground Floor | G01A | 99939 | Unusable Spaces | 99939 | Unusable Spaces | 14.58 | Corr. | 8 | Non Useable Floor Area Space Group | 805 | Non-usable - Circulation space |  | Unknown | 0.00 | NO
Roseworthy_RW166-Williams Building_Ground Floor_G01B _ Corr. | RW-RW166-GN-G01B | RW166-GN-G01B-Corr. | Roseworthy | RW | RW166 | Williams Building | GN | Ground Floor | G01B | 99939 | Unusable Spaces | 99939 | Unusable Spaces | 16.37 | Corr. | 8 | Non Useable Floor Area Space Group | 805 | Non-usable - Circulation space |  | Unknown | 0.00 | NO
Roseworthy_RW166-Williams Building_Ground Floor_G01C _ Stair | RW-RW166-GN-G01C | RW166-GN-G01C-Stair | Roseworthy | RW | RW166 | Williams Building | GN | Ground Floor | G01C | 99939 | Unusable Spaces | 99939 | Unusable Spaces | 5.66 | Stair | 8 | Non Useable Floor Area Space Group | 805 | Non-usable - Circulation space |  | Unknown | 0.00 | NO
Roseworthy_RW166-Williams Building_Ground Floor_G01D _ Corr. | RW-RW166-GN-G01D | RW166-GN-G01D-Corr. | Roseworthy | RW | RW166 | Williams Building | GN | Ground Floor | G01D | 99939 | Unusable Spaces | 99939 | Unusable Spaces | 4.02 | Corr. | 8 | Non Useable Floor Area Space Group | 805 | Non-usable - Circulation space |  | Unknown | 0.00 | NO
Roseworthy_RW166-Williams Building_Ground Floor_G10 _ Cleaners | RW-RW166-GN-G10 | RW166-GN-G10-Cleaners | Roseworthy | RW | RW166 | Williams Building | GN | Ground Floor | G10 | 99939 | Unusable Spaces | 99939 | Unusable Spaces | 2.7 | Cleaners | 8 | Non Useable Floor Area Space Group | 806 | Non-usable - Cleaners room |  | Unknown | 0.00 | NO
Roseworthy_RW166-Williams Building_Ground Floor_G11 _ Corr. | RW-RW166-GN-G11 | RW166-GN-G11-Corr. | Roseworthy | RW | RW166 | Williams Building | GN | Ground Floor | G11 | 99939 | Unusable Spaces | 99939 | Unusable Spaces | 3.64 | Corr. | 8 | Non Useable Floor Area Space Group | 805 | Non-usable - Circulation space |  | Unknown | 0.00 | NO
Roseworthy_RW166-Williams Building_Ground Floor_G12 _ Laboratory | RW-RW166-GN-G12 | RW166-GN-G12-Laboratory | Roseworthy | RW | RW166 | Williams Building | GN | Ground Floor | G12 | 99998 | Central Common Teaching Areas (In Use) | 952 | Corporate Services Division Admin | 159.59 | Laboratory | 3 | Specialist Teaching or Research Space Group | 300 | Laboratory - Specialist teaching and research - type not defined |  | Adequate | 19,381.71 | NO
Roseworthy_RW166-Williams Building_Ground Floor_G13 _ Corr. | RW-RW166-GN-G13 | RW166-GN-G13-Corr. | Roseworthy | RW | RW166 | Williams Building | GN | Ground Floor | G13 | 99939 | Unusable Spaces | 99939 | Unusable Spaces | 3.89 | Corr. | 8 | Non Useable Floor Area Space Group | 805 | Non-usable - Circulation space |  | Unknown | 0.00 | NO
Roseworthy_RW166-Williams Building_Ground Floor_G14 _ Office | RW-RW166-GN-G14 | RW166-GN-G14-Office | Roseworthy | RW | RW166 | Williams Building | GN | Ground Floor | G14 | 122 | School of Animal and Veterinary Sciences | 122 | School of Animal and Veterinary Sciences | 12.07 | Office | 1 | Office Space Group | 101 | Office - Academic Staff |  | Good | 1,377.69 | NO
Roseworthy_RW166-Williams Building_Ground Floor_G15 _ Prep Laboratory | RW-RW166-GN-G15 | RW166-GN-G15-Prep Laboratory | Roseworthy | RW | RW166 | Williams Building | GN | Ground Floor | G15 | 99998 | Central Common Teaching Areas (In Use) | 952 | Corporate Services Division Admin | 30.61 | Prep Laboratory | 3 | Specialist Teaching or Research Space Group | 300 | Laboratory - Specialist teaching and research - type not defined |  | Good | 4,646.86 | NO
Roseworthy_RW166-Williams Building_Ground Floor_G16 _ Washroom | RW-RW166-GN-G16 | RW166-GN-G16-Washroom | Roseworthy | RW | RW166 | Williams Building | GN | Ground Floor | G16 | 99998 | Central Common Teaching Areas (In Use) | 952 | Corporate Services Division Admin | 37.59 | Washroom | 3 | Specialist Teaching or Research Space Group | 300 | Laboratory - Specialist teaching and research - type not defined |  | Good | 5,706.49 | NO
Roseworthy_RW166-Williams Building_Ground Floor_G19 _ Corr. | RW-RW166-GN-G19 | RW166-GN-G19-Corr. | Roseworthy | RW | RW166 | Williams Building | GN | Ground Floor | G19 | 99939 | Unusable Spaces | 99939 | Unusable Spaces | 20.07 | Corr. | 8 | Non Useable Floor Area Space Group | 805 | Non-usable - Circulation space |  | Unknown | 0.00 | NO
Roseworthy_RW166-Williams Building_Ground Floor_G2 _ Office | RW-RW166-GN-G2 | RW166-GN-G2-Office | Roseworthy | RW | RW166 | Williams Building | GN | Ground Floor | G2 | 122 | School of Animal and Veterinary Sciences | 122 | School of Animal and Veterinary Sciences | 12.08 | Office | 1 | Office Space Group | 101 | Office - Academic Staff |  | Good | 1,378.83 | NO
Roseworthy_RW166-Williams Building_Ground Floor_G20 _ Office | RW-RW166-GN-G20 | RW166-GN-G20-Office | Roseworthy | RW | RW166 | Williams Building | GN | Ground Floor | G20 | 122 | School of Animal and Veterinary Sciences | 122 | School of Animal and Veterinary Sciences | 12.07 | Office | 1 | Office Space Group | 101 | Office - Academic Staff |  | Good | 1,377.69 | NO
Roseworthy_RW166-Williams Building_Ground Floor_G22 _ Laboratory | RW-RW166-GN-G22 | RW166-GN-G22-Laboratory | Roseworthy | RW | RW166 | Williams Building | GN | Ground Floor | G22 | 99998 | Central Common Teaching Areas (In Use) | 952 | Corporate Services Division Admin | 157.43 | Laboratory | 3 | Specialist Teaching or Research Space Group | 300 | Laboratory - Specialist teaching and research - type not defined |  | Excellent | 28,105.50 | NO
Roseworthy_RW166-Williams Building_Ground Floor_G23 _ Foyer | RW-RW166-GN-G23 | RW166-GN-G23-Foyer | Roseworthy | RW | RW166 | Williams Building | GN | Ground Floor | G23 | 99939 | Unusable Spaces | 99939 | Unusable Spaces | 35.97 | Foyer | 8 | Non Useable Floor Area Space Group | 805 | Non-usable - Circulation space |  | Unknown | 0.00 | NO
Roseworthy_RW166-Williams Building_Ground Floor_G24 _ Office - General | RW-RW166-GN-G24 | RW166-GN-G24-Office - General | Roseworthy | RW | RW166 | Williams Building | GN | Ground Floor | G24 | 122 | School of Animal and Veterinary Sciences | 122 | School of Animal and Veterinary Sciences | 33.29 | Office - General | 1 | Office Space Group | 108 | Office - Professional/General Staff |  | Good | 3,799.78 | NO
Roseworthy_RW166-Williams Building_Ground Floor_G25 _ Office - Visitor | RW-RW166-GN-G25 | RW166-GN-G25-Office - Visitor | Roseworthy | RW | RW166 | Williams Building | GN | Ground Floor | G25 | 122 | School of Animal and Veterinary Sciences | 122 | School of Animal and Veterinary Sciences | 15.47 | Office - Visitor | 1 | Office Space Group | 101 | Office - Academic Staff |  | Good | 1,765.77 | NO
Roseworthy_RW166-Williams Building_Ground Floor_G26 _ Utility / Store | RW-RW166-GN-G26 | RW166-GN-G26-Utility / Store | Roseworthy | RW | RW166 | Williams Building | GN | Ground Floor | G26 | 122 | School of Animal and Veterinary Sciences | 122 | School of Animal and Veterinary Sciences | 15.25 | Utility / Store | 6 | General Facility Space Group | 603 | General Facility - Resource room |  | Good | 1,949.54 | NO
Roseworthy_RW166-Williams Building_Ground Floor_G27 _ Office - Open Plan | RW-RW166-GN-G27 | RW166-GN-G27-Office - Open Plan | Roseworthy | RW | RW166 | Williams Building | GN | Ground Floor | G27 | 122 | School of Animal and Veterinary Sciences | 122 | School of Animal and Veterinary Sciences | 8.63 | Office - Open Plan | 1 | Office Space Group | 101 | Office - Academic Staff |  | Good | 985.04 | NO
Roseworthy_RW166-Williams Building_Ground Floor_G27.01 _ Workstation | RW-RW166-GN-G27.01 | RW166-GN-G27.01-Workstation | Roseworthy | RW | RW166 | Williams Building | GN | Ground Floor | G27.01 | 122 | School of Animal and Veterinary Sciences | 122 | School of Animal and Veterinary Sciences | 3.24 | Workstation | 1 | Office Space Group | 112 | Open Plan - Academic Staff |  | Good | 369.82 | NO
Roseworthy_RW166-Williams Building_Ground Floor_G27.02 _ Workstation | RW-RW166-GN-G27.02 | RW166-GN-G27.02-Workstation | Roseworthy | RW | RW166 | Williams Building | GN | Ground Floor | G27.02 | 122 | School of Animal and Veterinary Sciences | 122 | School of Animal and Veterinary Sciences | 4.68 | Workstation | 1 | Office Space Group | 112 | Open Plan - Academic Staff |  | Good | 534.18 | NO
Roseworthy_RW166-Williams Building_Ground Floor_G27.03 _ Workstation | RW-RW166-GN-G27.03 | RW166-GN-G27.03-Workstation | Roseworthy | RW | RW166 | Williams Building | GN | Ground Floor | G27.03 | 122 | School of Animal and Veterinary Sciences | 122 | School of Animal and Veterinary Sciences | 3.23 | Workstation | 1 | Office Space Group | 112 | Open Plan - Academic Staff |  | Good | 368.68 | NO
Roseworthy_RW166-Williams Building_Ground Floor_G28 _ Tea Room | RW-RW166-GN-G28 | RW166-GN-G28-Tea Room | Roseworthy | RW | RW166 | Williams Building | GN | Ground Floor | G28 | 122 | School of Animal and Veterinary Sciences | 122 | School of Animal and Veterinary Sciences | 10.86 | Tea Room | 6 | General Facility Space Group | 608 | General Facility - Kitchen/Servery/Food Storage |  | Good | 1,388.33 | NO
Roseworthy_RW166-Williams Building_Ground Floor_G29 _ Office | RW-RW166-GN-G29 | RW166-GN-G29-Office | Roseworthy | RW | RW166 | Williams Building | GN | Ground Floor | G29 | 122 | School of Animal and Veterinary Sciences | 122 | School of Animal and Veterinary Sciences | 15.17 | Office | 1 | Office Space Group | 101 | Office - Academic Staff |  | Good | 1,731.53 | NO
Roseworthy_RW166-Williams Building_Ground Floor_G3 _ Corr. | RW-RW166-GN-G3 | RW166-GN-G3-Corr. | Roseworthy | RW | RW166 | Williams Building | GN | Ground Floor | G3 | 99939 | Unusable Spaces | 99939 | Unusable Spaces | 3.47 | Corr. | 8 | Non Useable Floor Area Space Group | 805 | Non-usable - Circulation space |  | Unknown | 0.00 | NO
Roseworthy_RW166-Williams Building_Ground Floor_G30 _ Store | RW-RW166-GN-G30 | RW166-GN-G30-Store | Roseworthy | RW | RW166 | Williams Building | GN | Ground Floor | G30 | 99998 | Central Common Teaching Areas (In Use) | 952 | Corporate Services Division Admin | 25.68 | Store | 4 | Ancillary Area Space Group | 419 | Ancillary Area - Store Room - Generic |  | Excellent | 3,033.40 | NO
Roseworthy_RW166-Williams Building_Ground Floor_G31A _ Lecture - NR A | RW-RW166-GN-G31A | RW166-GN-G31A-Lecture - NR A | Roseworthy | RW | RW166 | Williams Building | GN | Ground Floor | G31A | 99998 | Central Common Teaching Areas (In Use) | 952 | Corporate Services Division Admin | 63.99 | Lecture - NR A | 2 | Teaching Space Group | 206 | Lecture/Seminar/Tutorial/Class Room (<30) Flat Floor |  | Excellent | 10,479.10 | NO
Roseworthy_RW166-Williams Building_Ground Floor_G31B _ Lecture - NR A | RW-RW166-GN-G31B | RW166-GN-G31B-Lecture - NR A | Roseworthy | RW | RW166 | Williams Building | GN | Ground Floor | G31B | 99998 | Central Common Teaching Areas (In Use) | 952 | Corporate Services Division Admin | 74.54 | Lecture - NR A | 2 | Teaching Space Group | 206 | Lecture/Seminar/Tutorial/Class Room (<30) Flat Floor |  | Excellent | 12,206.79 | NO
Roseworthy_RW166-Williams Building_Ground Floor_G32 _ Office | RW-RW166-GN-G32 | RW166-GN-G32-Office | Roseworthy | RW | RW166 | Williams Building | GN | Ground Floor | G32 | 122 | School of Animal and Veterinary Sciences | 122 | School of Animal and Veterinary Sciences | 12.08 | Office | 1 | Office Space Group | 101 | Office - Academic Staff |  | Good | 1,378.83 | NO
Roseworthy_RW166-Williams Building_Ground Floor_G33 _ Office - Visitor | RW-RW166-GN-G33 | RW166-GN-G33-Office - Visitor | Roseworthy | RW | RW166 | Williams Building | GN | Ground Floor | G33 | 122 | School of Animal and Veterinary Sciences | 122 | School of Animal and Veterinary Sciences | 12.08 | Office - Visitor | 1 | Office Space Group | 101 | Office - Academic Staff |  | Good | 1,378.83 | NO
Roseworthy_RW166-Williams Building_Ground Floor_G34 _ Plantroom | RW-RW166-GN-G34 | RW166-GN-G34-Plantroom | Roseworthy | RW | RW166 | Williams Building | GN | Ground Floor | G34 | 99939 | Unusable Spaces | 99939 | Unusable Spaces | 7.02 | Plantroom | 8 | Non Useable Floor Area Space Group | 811 | Non-usable - Plant room other |  | Unknown | 0.00 | NO
Roseworthy_RW166-Williams Building_Ground Floor_G35 _ Store | RW-RW166-GN-G35 | RW166-GN-G35-Store | Roseworthy | RW | RW166 | Williams Building | GN | Ground Floor | G35 | 122 | School of Animal and Veterinary Sciences | 122 | School of Animal and Veterinary Sciences | 11.13 | Store | 4 | Ancillary Area Space Group | 419 | Ancillary Area - Store Room - Generic |  | Good | 1,117.95 | NO
Roseworthy_RW166-Williams Building_Ground Floor_G36 _ "Stefanson Lecture Theatre" | RW-RW166-GN-G36 | RW166-GN-G36-"Stefanson Lecture Theatre" | Roseworthy | RW | RW166 | Williams Building | GN | Ground Floor | G36 | 99998 | Central Common Teaching Areas (In Use) | 952 | Corporate Services Division Admin | 163.26 | "Stefanson Lecture Theatre" | 2 | Teaching Space Group | 202 | Lecture Theatre (> 100 seats) |  | Adequate | 18,187.56 | NO
Roseworthy_RW166-Williams Building_Ground Floor_G36A _ A/L | RW-RW166-GN-G36A | RW166-GN-G36A-A/L | Roseworthy | RW | RW166 | Williams Building | GN | Ground Floor | G36A | 99939 | Unusable Spaces | 99939 | Unusable Spaces | 1.47 | A/L | 8 | Non Useable Floor Area Space Group | 835 | Non-usable - Toilets/Amenities - Other |  | Unknown | 0.00 | NO
Roseworthy_RW166-Williams Building_Ground Floor_G36C _ Duct - (Void Area) | RW-RW166-GN-G36C | RW166-GN-G36C-Duct - (Void Area) | Roseworthy | RW | RW166 | Williams Building | GN | Ground Floor | G36C | 99939 | Unusable Spaces | 99939 | Unusable Spaces | 2.33 | Duct - (Void Area) | 8 | Non Useable Floor Area Space Group | 840 | Non-usable - Service riser |  | Unknown | 0.00 | NO
Roseworthy_RW166-Williams Building_Ground Floor_G36D _ VSR | RW-RW166-GN-G36D | RW166-GN-G36D-VSR | Roseworthy | RW | RW166 | Williams Building | GN | Ground Floor | G36D | 99939 | Unusable Spaces | 99939 | Unusable Spaces | 2.44 | VSR | 8 | Non Useable Floor Area Space Group | 840 | Non-usable - Service riser |  | Unknown | 0.00 | NO
Roseworthy_RW166-Williams Building_Ground Floor_G36E _ VSR | RW-RW166-GN-G36E | RW166-GN-G36E-VSR | Roseworthy | RW | RW166 | Williams Building | GN | Ground Floor | G36E | 99939 | Unusable Spaces | 99939 | Unusable Spaces | 0.93 | VSR | 8 | Non Useable Floor Area Space Group | 840 | Non-usable - Service riser |  | Unknown | 0.00 | NO
Roseworthy_RW166-Williams Building_Ground Floor_G37 _ Store | RW-RW166-GN-G37 | RW166-GN-G37-Store | Roseworthy | RW | RW166 | Williams Building | GN | Ground Floor | G37 | 99998 | Central Common Teaching Areas (In Use) | 952 | Corporate Services Division Admin | 11.12 | Store | 4 | Ancillary Area Space Group | 419 | Ancillary Area - Store Room - Generic |  | Excellent | 1,313.53 | NO
Roseworthy_RW166-Williams Building_Ground Floor_G4 _ Laboratory | RW-RW166-GN-G4 | RW166-GN-G4-Laboratory | Roseworthy | RW | RW166 | Williams Building | GN | Ground Floor | G4 | 99998 | Central Common Teaching Areas (In Use) | 952 | Corporate Services Division Admin | 158.05 | Laboratory | 3 | Specialist Teaching or Research Space Group | 300 | Laboratory - Specialist teaching and research - type not defined |  | Good | 23,993.35 | NO
Roseworthy_RW166-Williams Building_Ground Floor_G5 _ Prep Room | RW-RW166-GN-G5 | RW166-GN-G5-Prep Room | Roseworthy | RW | RW166 | Williams Building | GN | Ground Floor | G5 | 99998 | Central Common Teaching Areas (In Use) | 952 | Corporate Services Division Admin | 24.34 | Prep Room | 4 | Ancillary Area Space Group | 401 | Ancillary Area - Laboratory Service and Preparation |  | Good | 2,444.83 | NO
Roseworthy_RW166-Williams Building_Ground Floor_G6 _ WC - M | RW-RW166-GN-G6 | RW166-GN-G6-WC - M | Roseworthy | RW | RW166 | Williams Building | GN | Ground Floor | G6 | 99939 | Unusable Spaces | 99939 | Unusable Spaces | 14.16 | WC - M | 8 | Non Useable Floor Area Space Group | 821 | Non-usable - Toilets/Amenities - Male |  | Unknown | 0.00 | NO
Roseworthy_RW166-Williams Building_Ground Floor_G6A _ VSR | RW-RW166-GN-G6A | RW166-GN-G6A-VSR | Roseworthy | RW | RW166 | Williams Building | GN | Ground Floor | G6A | 99939 | Unusable Spaces | 99939 | Unusable Spaces | 0.25 | VSR | 8 | Non Useable Floor Area Space Group | 840 | Non-usable - Service riser |  | Unknown | 0.00 | NO
Roseworthy_RW166-Williams Building_Ground Floor_G7 _ Office | RW-RW166-GN-G7 | RW166-GN-G7-Office | Roseworthy | RW | RW166 | Williams Building | GN | Ground Floor | G7 | 122 | School of Animal and Veterinary Sciences | 122 | School of Animal and Veterinary Sciences | 12.08 | Office | 1 | Office Space Group | 101 | Office - Academic Staff |  | Good | 1,378.83 | NO
Roseworthy_RW166-Williams Building_Ground Floor_G8 _ WC - F | RW-RW166-GN-G8 | RW166-GN-G8-WC - F | Roseworthy | RW | RW166 | Williams Building | GN | Ground Floor | G8 | 99939 | Unusable Spaces | 99939 | Unusable Spaces | 11.14 | WC - F | 8 | Non Useable Floor Area Space Group | 820 | Non-usable - Toilets/Amenities - Female |  | Unknown | 0.00 | NO
Roseworthy_RW166-Williams Building_Ground Floor_G8A _ VSR | RW-RW166-GN-G8A | RW166-GN-G8A-VSR | Roseworthy | RW | RW166 | Williams Building | GN | Ground Floor | G8A | 99939 | Unusable Spaces | 99939 | Unusable Spaces | 0.35 | VSR | 8 | Non Useable Floor Area Space Group | 840 | Non-usable - Service riser |  | Unknown | 0.00 | NO
Roseworthy_RW166-Williams Building_Ground Floor_G8B _ VSR | RW-RW166-GN-G8B | RW166-GN-G8B-VSR | Roseworthy | RW | RW166 | Williams Building | GN | Ground Floor | G8B | 99939 | Unusable Spaces | 99939 | Unusable Spaces | 0.25 | VSR | 8 | Non Useable Floor Area Space Group | 840 | Non-usable - Service riser |  | Unknown | 0.00 | NO
Roseworthy_RW166-Williams Building_Ground Floor_G9 _ Prep Room | RW-RW166-GN-G9 | RW166-GN-G9-Prep Room | Roseworthy | RW | RW166 | Williams Building | GN | Ground Floor | G9 | 99998 | Central Common Teaching Areas (In Use) | 952 | Corporate Services Division Admin | 23.22 | Prep Room | 4 | Ancillary Area Space Group | 401 | Ancillary Area - Laboratory Service and Preparation |  | Good | 2,332.33 | NO
Roseworthy_RW167-Bus Shelter_Ground Floor_G1 _ Bus Shelter | RW-RW167-GN-G1 | RW167-GN-G1-Bus Shelter | Roseworthy | RW | RW167 | Bus Shelter | GN | Ground Floor | G1 | 99966 | Unknown | 99939 | Unusable Spaces | 7.53 | Bus Shelter | 4 | Ancillary Area Space Group | 400 | Ancillary Area - Specific Type Not Defined |  | Unknown | 0.00 | NO
Roseworthy_RW168-Workshop_Ground Floor_G1 _ Workshop | RW-RW168-GN-G1 | RW168-GN-G1-Workshop | Roseworthy | RW | RW168 | Workshop | GN | Ground Floor | G1 | 99996 | Vacant | 859 | Infrastructure | 89.85 | Workshop | 6 | General Facility Space Group | 600 | General Facility - Specific type not defined |  | Adequate | 9,189.06 | NO
Roseworthy_RW170-Animal House - Small_Ground Floor_G00 _ Ramp | RW-RW170-GN-G00 | RW170-GN-G00-Ramp | Roseworthy | RW | RW170 | Animal House - Small | GN | Ground Floor | G00 | 99939 | Unusable Spaces | 99939 | Unusable Spaces | 10.79 | Ramp | 8 | Non Useable Floor Area Space Group | 805 | Non-usable - Circulation space |  | Unknown | 0.00 | NO
Roseworthy_RW170-Animal House - Small_Ground Floor_G01 _ Wash & Store Room | RW-RW170-GN-G01 | RW170-GN-G01-Wash & Store Room | Roseworthy | RW | RW170 | Animal House - Small | GN | Ground Floor | G01 | 122 | School of Animal and Veterinary Sciences | 122 | School of Animal and Veterinary Sciences | 17.39 | Wash & Store Room | 4 | Ancillary Area Space Group | 419 | Ancillary Area - Store Room - Generic |  | Adequate | 1,397.39 | NO
Roseworthy_RW170-Animal House - Small_Ground Floor_G02 _ Procedure Room | RW-RW170-GN-G02 | RW170-GN-G02-Procedure Room | Roseworthy | RW | RW170 | Animal House - Small | GN | Ground Floor | G02 | 122 | School of Animal and Veterinary Sciences | 122 | School of Animal and Veterinary Sciences | 14.5 | Procedure Room | 4 | Ancillary Area Space Group | 404 | Ancillary Area - Animal Holding |  | Adequate | 1,165.16 | NO
Roseworthy_RW170-Animal House - Small_Ground Floor_G03 _ Holding Room | RW-RW170-GN-G03 | RW170-GN-G03-Holding Room | Roseworthy | RW | RW170 | Animal House - Small | GN | Ground Floor | G03 | 122 | School of Animal and Veterinary Sciences | 122 | School of Animal and Veterinary Sciences | 8.55 | Holding Room | 4 | Ancillary Area Space Group | 404 | Ancillary Area - Animal Holding |  | Adequate | 687.04 | NO
Roseworthy_RW170-Animal House - Small_Ground Floor_G04 _ Holding Room | RW-RW170-GN-G04 | RW170-GN-G04-Holding Room | Roseworthy | RW | RW170 | Animal House - Small | GN | Ground Floor | G04 | 122 | School of Animal and Veterinary Sciences | 122 | School of Animal and Veterinary Sciences | 8.55 | Holding Room | 4 | Ancillary Area Space Group | 404 | Ancillary Area - Animal Holding |  | Adequate | 687.04 | NO
Roseworthy_RW170-Animal House - Small_Ground Floor_G05 _ Holding Room | RW-RW170-GN-G05 | RW170-GN-G05-Holding Room | Roseworthy | RW | RW170 | Animal House - Small | GN | Ground Floor | G05 | 122 | School of Animal and Veterinary Sciences | 122 | School of Animal and Veterinary Sciences | 17.4 | Holding Room | 4 | Ancillary Area Space Group | 404 | Ancillary Area - Animal Holding |  | Adequate | 1,398.19 | NO
Roseworthy_RW171-Production Animal Clinic_Ground Floor_B1 _ Isolation Box | RW-RW171-01-B1 | RW171-01-B1-Isolation Box | Roseworthy | RW | RW171 | Production Animal Clinic | 01 | Ground Floor | B1 | 126 | Veterinary Teaching Hospital | 122 | School of Animal and Veterinary Sciences | 15.29 | Isolation Box | 4 | Ancillary Area Space Group | 404 | Ancillary Area - Animal Holding |  | Good | 1,535.80 | NO
Roseworthy_RW171-Production Animal Clinic_Ground Floor_B2 _ Surgery Box | RW-RW171-01-B2 | RW171-01-B2-Surgery Box | Roseworthy | RW | RW171 | Production Animal Clinic | 01 | Ground Floor | B2 | 126 | Veterinary Teaching Hospital | 122 | School of Animal and Veterinary Sciences | 15.29 | Surgery Box | 4 | Ancillary Area Space Group | 404 | Ancillary Area - Animal Holding |  | Good | 1,535.80 | NO
Roseworthy_RW171-Production Animal Clinic_Ground Floor_B3 _ Procedure Box | RW-RW171-01-B3 | RW171-01-B3-Procedure Box | Roseworthy | RW | RW171 | Production Animal Clinic | 01 | Ground Floor | B3 | 126 | Veterinary Teaching Hospital | 122 | School of Animal and Veterinary Sciences | 15.29 | Procedure Box | 4 | Ancillary Area Space Group | 404 | Ancillary Area - Animal Holding |  | Good | 1,535.80 | NO
Roseworthy_RW171-Production Animal Clinic_Ground Floor_B4 _ Isolation Box | RW-RW171-01-B4 | RW171-01-B4-Isolation Box | Roseworthy | RW | RW171 | Production Animal Clinic | 01 | Ground Floor | B4 | 126 | Veterinary Teaching Hospital | 122 | School of Animal and Veterinary Sciences | 15.29 | Isolation Box | 4 | Ancillary Area Space Group | 404 | Ancillary Area - Animal Holding |  | Good | 1,535.80 | NO
Roseworthy_RW171-Production Animal Clinic_Ground Floor_B5 _ Cattle Box | RW-RW171-01-B5 | RW171-01-B5-Cattle Box | Roseworthy | RW | RW171 | Production Animal Clinic | 01 | Ground Floor | B5 | 126 | Veterinary Teaching Hospital | 122 | School of Animal and Veterinary Sciences | 15.29 | Cattle Box | 4 | Ancillary Area Space Group | 404 | Ancillary Area - Animal Holding |  | Good | 1,535.80 | NO
Roseworthy_RW171-Production Animal Clinic_Ground Floor_B6 _ Straw Food Box | RW-RW171-01-B6 | RW171-01-B6-Straw Food Box | Roseworthy | RW | RW171 | Production Animal Clinic | 01 | Ground Floor | B6 | 126 | Veterinary Teaching Hospital | 122 | School of Animal and Veterinary Sciences | 15.29 | Straw Food Box | 4 | Ancillary Area Space Group | 404 | Ancillary Area - Animal Holding |  | Good | 1,535.80 | NO
Roseworthy_RW171-Production Animal Clinic_Ground Floor_B7 _ Cattle Box 2 | RW-RW171-01-B7 | RW171-01-B7-Cattle Box 2 | Roseworthy | RW | RW171 | Production Animal Clinic | 01 | Ground Floor | B7 | 126 | Veterinary Teaching Hospital | 122 | School of Animal and Veterinary Sciences | 15.29 | Cattle Box 2 | 4 | Ancillary Area Space Group | 404 | Ancillary Area - Animal Holding |  | Good | 1,535.80 | NO
Roseworthy_RW171-Production Animal Clinic_Ground Floor_B8 _ Equipment Box | RW-RW171-01-B8 | RW171-01-B8-Equipment Box | Roseworthy | RW | RW171 | Production Animal Clinic | 01 | Ground Floor | B8 | 126 | Veterinary Teaching Hospital | 122 | School of Animal and Veterinary Sciences | 15.29 | Equipment Box | 4 | Ancillary Area Space Group | 404 | Ancillary Area - Animal Holding |  | Good | 1,535.80 | NO
Roseworthy_RW171-Production Animal Clinic_Ground Floor_B9 _ General Area | RW-RW171-01-B9 | RW171-01-B9-General Area | Roseworthy | RW | RW171 | Production Animal Clinic | 01 | Ground Floor | B9 | 126 | Veterinary Teaching Hospital | 122 | School of Animal and Veterinary Sciences | 62.21 | General Area | 4 | Ancillary Area Space Group | 404 | Ancillary Area - Animal Holding |  | Good | 6,248.67 | NO
Roseworthy_RW171-Production Animal Clinic_Ground Floor_V1 _ Gateway | RW-RW171-01-V1 | RW171-01-V1-Gateway | Roseworthy | RW | RW171 | Production Animal Clinic | 01 | Ground Floor | V1 | 126 | Veterinary Teaching Hospital | 122 | School of Animal and Veterinary Sciences | 7.64 | Gateway | 4 | Ancillary Area Space Group | 404 | Ancillary Area - Animal Holding |  | Good | 767.40 | NO
Roseworthy_RW171-Production Animal Clinic_Ground Floor_V2 _ Gateway | RW-RW171-01-V2 | RW171-01-V2-Gateway | Roseworthy | RW | RW171 | Production Animal Clinic | 01 | Ground Floor | V2 | 126 | Veterinary Teaching Hospital | 122 | School of Animal and Veterinary Sciences | 7.61 | Gateway | 4 | Ancillary Area Space Group | 404 | Ancillary Area - Animal Holding |  | Good | 764.38 | NO
Roseworthy_RW171-Production Animal Clinic_Ground Floor_V3 _ Gateway | RW-RW171-01-V3 | RW171-01-V3-Gateway | Roseworthy | RW | RW171 | Production Animal Clinic | 01 | Ground Floor | V3 | 126 | Veterinary Teaching Hospital | 122 | School of Animal and Veterinary Sciences | 7.62 | Gateway | 4 | Ancillary Area Space Group | 404 | Ancillary Area - Animal Holding |  | Good | 765.39 | NO
Roseworthy_RW171-Production Animal Clinic_Ground Floor_V4 _ Vet Crush | RW-RW171-01-V4 | RW171-01-V4-Vet Crush | Roseworthy | RW | RW171 | Production Animal Clinic | 01 | Ground Floor | V4 | 126 | Veterinary Teaching Hospital | 122 | School of Animal and Veterinary Sciences | 7.67 | Vet Crush | 4 | Ancillary Area Space Group | 404 | Ancillary Area - Animal Holding |  | Good | 770.41 | NO
Roseworthy_RW171-Production Animal Clinic_Ground Floor_V5 _ Walk Way | RW-RW171-01-V5 | RW171-01-V5-Walk Way | Roseworthy | RW | RW171 | Production Animal Clinic | 01 | Ground Floor | V5 | 126 | Veterinary Teaching Hospital | 122 | School of Animal and Veterinary Sciences | 3.68 | Walk Way | 4 | Ancillary Area Space Group | 404 | Ancillary Area - Animal Holding |  | Good | 369.64 | NO
Roseworthy_RW171-Production Animal Clinic_Ground Floor_V6 _ Gateway | RW-RW171-01-V6 | RW171-01-V6-Gateway | Roseworthy | RW | RW171 | Production Animal Clinic | 01 | Ground Floor | V6 | 126 | Veterinary Teaching Hospital | 122 | School of Animal and Veterinary Sciences | 11.33 | Gateway | 4 | Ancillary Area Space Group | 404 | Ancillary Area - Animal Holding |  | Good | 1,138.04 | NO
Roseworthy_RW172-Equine Health Centre_Roof Plan_R01 _ Roof Access (NUFA) | RW-RW172-01-R01 | RW172-01-R01-Roof Access (NUFA) | Roseworthy | RW | RW172 | Equine Health Centre | 01 | Roof Plan | R01 | 99939 | Unusable Spaces | 99939 | Unusable Spaces | 6.65 | Roof Access (NUFA) | 8 | Non Useable Floor Area Space Group | 805 | Non-usable - Circulation space |  | Unknown | 0.00 | NO
Roseworthy_RW172-Equine Health Centre_Ground Floor_G01 _ Entry (UCA) | RW-RW172-GN-G01 | RW172-GN-G01-Entry (UCA) | Roseworthy | RW | RW172 | Equine Health Centre | GN | Ground Floor | G01 | 99939 | Unusable Spaces | 99939 | Unusable Spaces | 11.32 | Entry (UCA) | 8 | Non Useable Floor Area Space Group | 805 | Non-usable - Circulation space |  | Unknown | 0.00 | NO
Roseworthy_RW172-Equine Health Centre_Ground Floor_G02 _ Reception | RW-RW172-GN-G02 | RW172-GN-G02-Reception | Roseworthy | RW | RW172 | Equine Health Centre | GN | Ground Floor | G02 | 330 | Equine Health & Performance Centre | 122 | School of Animal and Veterinary Sciences | 23.98 | Reception | 6 | General Facility Space Group | 609 | General Facility - Recreation Room/Lounge/Bar/Social space |  | Excellent | 3,605.12 | NO
Roseworthy_RW172-Equine Health Centre_Ground Floor_G02A _ VSR | RW-RW172-GN-G02A | RW172-GN-G02A-VSR | Roseworthy | RW | RW172 | Equine Health Centre | GN | Ground Floor | G02A | 99939 | Unusable Spaces | 99939 | Unusable Spaces | 0.33 | VSR | 8 | Non Useable Floor Area Space Group | 840 | Non-usable - Service riser |  | Unknown | 0.00 | NO
Roseworthy_RW172-Equine Health Centre_Ground Floor_G02B _ VSR | RW-RW172-GN-G02B | RW172-GN-G02B-VSR | Roseworthy | RW | RW172 | Equine Health Centre | GN | Ground Floor | G02B | 99939 | Unusable Spaces | 99939 | Unusable Spaces | 0.33 | VSR | 8 | Non Useable Floor Area Space Group | 840 | Non-usable - Service riser |  | Unknown | 0.00 | NO
Roseworthy_RW172-Equine Health Centre_Ground Floor_G03 _ Waiting / retail | RW-RW172-GN-G03 | RW172-GN-G03-Waiting / retail | Roseworthy | RW | RW172 | Equine Health Centre | GN | Ground Floor | G03 | 330 | Equine Health & Performance Centre | 122 | School of Animal and Veterinary Sciences | 23.63 | Waiting / retail | 6 | General Facility Space Group | 623 | General Facility - Waiting Area/Foyer/Reception Area |  | Excellent | 3,552.50 | NO
Roseworthy_RW172-Equine Health Centre_Ground Floor_G03A _ VSR | RW-RW172-GN-G03A | RW172-GN-G03A-VSR | Roseworthy | RW | RW172 | Equine Health Centre | GN | Ground Floor | G03A | 99939 | Unusable Spaces | 99939 | Unusable Spaces | 0.53 | VSR | 8 | Non Useable Floor Area Space Group | 840 | Non-usable - Service riser |  | Unknown | 0.00 | NO
Roseworthy_RW172-Equine Health Centre_Ground Floor_G04 _ WC - U - Access | RW-RW172-GN-G04 | RW172-GN-G04-WC - U - Access | Roseworthy | RW | RW172 | Equine Health Centre | GN | Ground Floor | G04 | 99939 | Unusable Spaces | 99939 | Unusable Spaces | 6.6 | WC - U - Access | 8 | Non Useable Floor Area Space Group | 818 | Non-usable - Toilets/Amenities - Unisex Accessible |  | Unknown | 0.00 | NO
Roseworthy_RW172-Equine Health Centre_Ground Floor_G05 _ Office | RW-RW172-GN-G05 | RW172-GN-G05-Office | Roseworthy | RW | RW172 | Equine Health Centre | GN | Ground Floor | G05 | 330 | Equine Health & Performance Centre | 122 | School of Animal and Veterinary Sciences | 10.9 | Office | 1 | Office Space Group | 101 | Office - Academic Staff |  | Excellent | 1,463.12 | NO
Roseworthy_RW172-Equine Health Centre_Ground Floor_G06 _ Office | RW-RW172-GN-G06 | RW172-GN-G06-Office | Roseworthy | RW | RW172 | Equine Health Centre | GN | Ground Floor | G06 | 330 | Equine Health & Performance Centre | 122 | School of Animal and Veterinary Sciences | 11.23 | Office | 1 | Office Space Group | 101 | Office - Academic Staff |  | Excellent | 1,507.41 | NO
Roseworthy_RW172-Equine Health Centre_Ground Floor_G07 _ Office | RW-RW172-GN-G07 | RW172-GN-G07-Office | Roseworthy | RW | RW172 | Equine Health Centre | GN | Ground Floor | G07 | 330 | Equine Health & Performance Centre | 122 | School of Animal and Veterinary Sciences | 11.26 | Office | 1 | Office Space Group | 101 | Office - Academic Staff |  | Excellent | 1,511.44 | NO
Roseworthy_RW172-Equine Health Centre_Ground Floor_G08 _ Office | RW-RW172-GN-G08 | RW172-GN-G08-Office | Roseworthy | RW | RW172 | Equine Health Centre | GN | Ground Floor | G08 | 330 | Equine Health & Performance Centre | 122 | School of Animal and Veterinary Sciences | 11.33 | Office | 1 | Office Space Group | 101 | Office - Academic Staff |  | Excellent | 1,520.83 | NO
Roseworthy_RW172-Equine Health Centre_Ground Floor_G09 _ Corr. | RW-RW172-GN-G09 | RW172-GN-G09-Corr. | Roseworthy | RW | RW172 | Equine Health Centre | GN | Ground Floor | G09 | 99939 | Unusable Spaces | 99939 | Unusable Spaces | 15.63 | Corr. | 8 | Non Useable Floor Area Space Group | 805 | Non-usable - Circulation space |  | Unknown | 0.00 | NO
Roseworthy_RW172-Equine Health Centre_Ground Floor_G10 _ Office - Student / Research | RW-RW172-GN-G10 | RW172-GN-G10-Office - Student / Research | Roseworthy | RW | RW172 | Equine Health Centre | GN | Ground Floor | G10 | 330 | Equine Health & Performance Centre | 122 | School of Animal and Veterinary Sciences | 34.14 | Office - Student / Research | 1 | Office Space Group | 103 | Office - Research Students |  | Excellent | 4,582.64 | NO
Roseworthy_RW172-Equine Health Centre_Ground Floor_G11 _ Change Room - F | RW-RW172-GN-G11 | RW172-GN-G11-Change Room - F | Roseworthy | RW | RW172 | Equine Health Centre | GN | Ground Floor | G11 | 99939 | Unusable Spaces | 99939 | Unusable Spaces | 11.82 | Change Room - F | 8 | Non Useable Floor Area Space Group | 820 | Non-usable - Toilets/Amenities - Female |  | Unknown | 0.00 | NO
Roseworthy_RW172-Equine Health Centre_Ground Floor_G11A _ Shower | RW-RW172-GN-G11A | RW172-GN-G11A-Shower | Roseworthy | RW | RW172 | Equine Health Centre | GN | Ground Floor | G11A | 99939 | Unusable Spaces | 99939 | Unusable Spaces | 1.75 | Shower | 8 | Non Useable Floor Area Space Group | 835 | Non-usable - Toilets/Amenities - Other |  | Unknown | 0.00 | NO
Roseworthy_RW172-Equine Health Centre_Ground Floor_G11B _ WC | RW-RW172-GN-G11B | RW172-GN-G11B-WC | Roseworthy | RW | RW172 | Equine Health Centre | GN | Ground Floor | G11B | 99939 | Unusable Spaces | 99939 | Unusable Spaces | 1.71 | WC | 8 | Non Useable Floor Area Space Group | 835 | Non-usable - Toilets/Amenities - Other |  | Unknown | 0.00 | NO
Roseworthy_RW172-Equine Health Centre_Ground Floor_G12 _ Pharmacy | RW-RW172-GN-G12 | RW172-GN-G12-Pharmacy | Roseworthy | RW | RW172 | Equine Health Centre | GN | Ground Floor | G12 | 330 | Equine Health & Performance Centre | 122 | School of Animal and Veterinary Sciences | 19.18 | Pharmacy | 4 | Ancillary Area Space Group | 401 | Ancillary Area - Laboratory Service and Preparation |  | Excellent | 2,265.60 | NO
Roseworthy_RW172-Equine Health Centre_Ground Floor_G13 _ Changeroom - M | RW-RW172-GN-G13 | RW172-GN-G13-Changeroom - M | Roseworthy | RW | RW172 | Equine Health Centre | GN | Ground Floor | G13 | 99939 | Unusable Spaces | 99939 | Unusable Spaces | 11.74 | Changeroom - M | 8 | Non Useable Floor Area Space Group | 821 | Non-usable - Toilets/Amenities - Male |  | Unknown | 0.00 | NO
Roseworthy_RW172-Equine Health Centre_Ground Floor_G13A _ Shower | RW-RW172-GN-G13A | RW172-GN-G13A-Shower | Roseworthy | RW | RW172 | Equine Health Centre | GN | Ground Floor | G13A | 99939 | Unusable Spaces | 99939 | Unusable Spaces | 1.75 | Shower | 8 | Non Useable Floor Area Space Group | 835 | Non-usable - Toilets/Amenities - Other |  | Unknown | 0.00 | NO
Roseworthy_RW172-Equine Health Centre_Ground Floor_G13B _ WC | RW-RW172-GN-G13B | RW172-GN-G13B-WC | Roseworthy | RW | RW172 | Equine Health Centre | GN | Ground Floor | G13B | 99939 | Unusable Spaces | 99939 | Unusable Spaces | 1.74 | WC | 8 | Non Useable Floor Area Space Group | 835 | Non-usable - Toilets/Amenities - Other |  | Unknown | 0.00 | NO
Roseworthy_RW172-Equine Health Centre_Ground Floor_G14 _ Cleaner | RW-RW172-GN-G14 | RW172-GN-G14-Cleaner | Roseworthy | RW | RW172 | Equine Health Centre | GN | Ground Floor | G14 | 99939 | Unusable Spaces | 99939 | Unusable Spaces | 2.96 | Cleaner | 8 | Non Useable Floor Area Space Group | 806 | Non-usable - Cleaners room |  | Unknown | 0.00 | NO
Roseworthy_RW172-Equine Health Centre_Ground Floor_G15 _ Compactus / Utility | RW-RW172-GN-G15 | RW172-GN-G15-Compactus / Utility | Roseworthy | RW | RW172 | Equine Health Centre | GN | Ground Floor | G15 | 330 | Equine Health & Performance Centre | 122 | School of Animal and Veterinary Sciences | 13.07 | Compactus / Utility | 4 | Ancillary Area Space Group | 419 | Ancillary Area - Store Room - Generic |  | Excellent | 1,543.87 | NO
Roseworthy_RW172-Equine Health Centre_Ground Floor_G16 _ Store | RW-RW172-GN-G16 | RW172-GN-G16-Store | Roseworthy | RW | RW172 | Equine Health Centre | GN | Ground Floor | G16 | 330 | Equine Health & Performance Centre | 122 | School of Animal and Veterinary Sciences | 14.19 | Store | 4 | Ancillary Area Space Group | 419 | Ancillary Area - Store Room - Generic |  | Excellent | 1,676.17 | NO
Roseworthy_RW172-Equine Health Centre_Ground Floor_G17 _ Kitchen | RW-RW172-GN-G17 | RW172-GN-G17-Kitchen | Roseworthy | RW | RW172 | Equine Health Centre | GN | Ground Floor | G17 | 330 | Equine Health & Performance Centre | 122 | School of Animal and Veterinary Sciences | 7.73 | Kitchen | 6 | General Facility Space Group | 608 | General Facility - Kitchen/Servery/Food Storage |  | Excellent | 1,162.12 | NO
Roseworthy_RW172-Equine Health Centre_Ground Floor_G18 _ Workspace | RW-RW172-GN-G18 | RW172-GN-G18-Workspace | Roseworthy | RW | RW172 | Equine Health Centre | GN | Ground Floor | G18 | 330 | Equine Health & Performance Centre | 122 | School of Animal and Veterinary Sciences | 29.68 | Workspace | 1 | Office Space Group | 101 | Office - Academic Staff |  | Excellent | 3,983.97 | NO
Roseworthy_RW172-Equine Health Centre_Ground Floor_G19 _ Comms | RW-RW172-GN-G19 | RW172-GN-G19-Comms | Roseworthy | RW | RW172 | Equine Health Centre | GN | Ground Floor | G19 | 850 | ITDS Branch Central Costs | 869 | Information Technology and Digital Services | 13.19 | Comms | 8 | Non Useable Floor Area Space Group | 812 | Non-usable - Comms/network system/Telephone/PABX |  | Excellent | 0.00 | NO
Roseworthy_RW172-Equine Health Centre_Ground Floor_G20 _ Compactus | RW-RW172-GN-G20 | RW172-GN-G20-Compactus | Roseworthy | RW | RW172 | Equine Health Centre | GN | Ground Floor | G20 | 330 | Equine Health & Performance Centre | 122 | School of Animal and Veterinary Sciences | 3.71 | Compactus | 4 | Ancillary Area Space Group | 419 | Ancillary Area - Store Room - Generic |  | Excellent | 438.24 | NO
Roseworthy_RW172-Equine Health Centre_Ground Floor_G21 _ Workspace | RW-RW172-GN-G21 | RW172-GN-G21-Workspace | Roseworthy | RW | RW172 | Equine Health Centre | GN | Ground Floor | G21 | 330 | Equine Health & Performance Centre | 122 | School of Animal and Veterinary Sciences | 33.71 | Workspace | 1 | Office Space Group | 101 | Office - Academic Staff |  | Excellent | 4,524.92 | NO
Roseworthy_RW172-Equine Health Centre_Ground Floor_G22 _ Work Room | RW-RW172-GN-G22 | RW172-GN-G22-Work Room | Roseworthy | RW | RW172 | Equine Health Centre | GN | Ground Floor | G22 | 330 | Equine Health & Performance Centre | 122 | School of Animal and Veterinary Sciences | 20.72 | Work Room | 1 | Office Space Group | 101 | Office - Academic Staff |  | Excellent | 2,781.26 | NO
Roseworthy_RW172-Equine Health Centre_Ground Floor_G23 _ Corr. | RW-RW172-GN-G23 | RW172-GN-G23-Corr. | Roseworthy | RW | RW172 | Equine Health Centre | GN | Ground Floor | G23 | 99939 | Unusable Spaces | 99939 | Unusable Spaces | 20.72 | Corr. | 8 | Non Useable Floor Area Space Group | 805 | Non-usable - Circulation space |  | Unknown | 0.00 | NO
Roseworthy_RW172-Equine Health Centre_Ground Floor_G23A _ DB | RW-RW172-GN-G23A | RW172-GN-G23A-DB | Roseworthy | RW | RW172 | Equine Health Centre | GN | Ground Floor | G23A | 99939 | Unusable Spaces | 99939 | Unusable Spaces | 0.43 | DB | 8 | Non Useable Floor Area Space Group | 815 | Non-usable - Switch room |  | Unknown | 0.00 | NO
Roseworthy_RW172-Equine Health Centre_Ground Floor_G23B _ VSR | RW-RW172-GN-G23B | RW172-GN-G23B-VSR | Roseworthy | RW | RW172 | Equine Health Centre | GN | Ground Floor | G23B | 99939 | Unusable Spaces | 99939 | Unusable Spaces | 0.43 | VSR | 8 | Non Useable Floor Area Space Group | 840 | Non-usable - Service riser |  | Unknown | 0.00 | NO
Roseworthy_RW172-Equine Health Centre_Ground Floor_G24 _ Office | RW-RW172-GN-G24 | RW172-GN-G24-Office | Roseworthy | RW | RW172 | Equine Health Centre | GN | Ground Floor | G24 | 330 | Equine Health & Performance Centre | 122 | School of Animal and Veterinary Sciences | 11.55 | Office | 1 | Office Space Group | 101 | Office - Academic Staff |  | Excellent | 1,550.37 | NO
Roseworthy_RW172-Equine Health Centre_Ground Floor_G25 _ Office | RW-RW172-GN-G25 | RW172-GN-G25-Office | Roseworthy | RW | RW172 | Equine Health Centre | GN | Ground Floor | G25 | 330 | Equine Health & Performance Centre | 122 | School of Animal and Veterinary Sciences | 11.87 | Office | 1 | Office Space Group | 101 | Office - Academic Staff |  | Excellent | 1,593.32 | NO
Roseworthy_RW172-Equine Health Centre_Ground Floor_G26 _ Office | RW-RW172-GN-G26 | RW172-GN-G26-Office | Roseworthy | RW | RW172 | Equine Health Centre | GN | Ground Floor | G26 | 330 | Equine Health & Performance Centre | 122 | School of Animal and Veterinary Sciences | 11.88 | Office | 1 | Office Space Group | 101 | Office - Academic Staff |  | Excellent | 1,594.66 | NO
Roseworthy_RW172-Equine Health Centre_Ground Floor_G27 _ Office | RW-RW172-GN-G27 | RW172-GN-G27-Office | Roseworthy | RW | RW172 | Equine Health Centre | GN | Ground Floor | G27 | 330 | Equine Health & Performance Centre | 122 | School of Animal and Veterinary Sciences | 11.88 | Office | 1 | Office Space Group | 101 | Office - Academic Staff |  | Excellent | 1,594.66 | NO
Roseworthy_RW172-Equine Health Centre_Ground Floor_G28 _ Office | RW-RW172-GN-G28 | RW172-GN-G28-Office | Roseworthy | RW | RW172 | Equine Health Centre | GN | Ground Floor | G28 | 330 | Equine Health & Performance Centre | 122 | School of Animal and Veterinary Sciences | 11.91 | Office | 1 | Office Space Group | 101 | Office - Academic Staff |  | Excellent | 1,598.69 | NO
Roseworthy_RW172-Equine Health Centre_Ground Floor_G29 _ Office - Director | RW-RW172-GN-G29 | RW172-GN-G29-Office - Director | Roseworthy | RW | RW172 | Equine Health Centre | GN | Ground Floor | G29 | 330 | Equine Health & Performance Centre | 122 | School of Animal and Veterinary Sciences | 13.16 | Office - Director | 1 | Office Space Group | 101 | Office - Academic Staff |  | Excellent | 1,766.48 | NO
Roseworthy_RW172-Equine Health Centre_Ground Floor_G30 _ Entry (UCA) | RW-RW172-GN-G30 | RW172-GN-G30-Entry (UCA) | Roseworthy | RW | RW172 | Equine Health Centre | GN | Ground Floor | G30 | 99939 | Unusable Spaces | 99939 | Unusable Spaces | 22.49 | Entry (UCA) | 8 | Non Useable Floor Area Space Group | 805 | Non-usable - Circulation space |  | Unknown | 0.00 | NO
Roseworthy_RW172-Equine Health Centre_Ground Floor_G31 _ Covered walkway | RW-RW172-GN-G31 | RW172-GN-G31-Covered walkway | Roseworthy | RW | RW172 | Equine Health Centre | GN | Ground Floor | G31 | 99939 | Unusable Spaces | 99939 | Unusable Spaces | 87.81 | Covered walkway | 8 | Non Useable Floor Area Space Group | 805 | Non-usable - Circulation space |  | Unknown | 0.00 | NO
Roseworthy_RW172-Equine Health Centre_Ground Floor_G31A _ Stair | RW-RW172-GN-G31A | RW172-GN-G31A-Stair | Roseworthy | RW | RW172 | Equine Health Centre | GN | Ground Floor | G31A | 99939 | Unusable Spaces | 99939 | Unusable Spaces | 1.64 | Stair | 8 | Non Useable Floor Area Space Group | 805 | Non-usable - Circulation space |  | Unknown | 0.00 | NO
Roseworthy_RW172-Equine Health Centre_Ground Floor_G32 _ Tutorial / viewing | RW-RW172-GN-G32 | RW172-GN-G32-Tutorial / viewing | Roseworthy | RW | RW172 | Equine Health Centre | GN | Ground Floor | G32 | 122 | School of Animal and Veterinary Sciences | 122 | School of Animal and Veterinary Sciences | 39.54 | Tutorial / viewing | 2 | Teaching Space Group | 206 | Lecture/Seminar/Tutorial/Class Room (<30) Flat Floor |  | Excellent | 6,475.13 | NO
Roseworthy_RW172-Equine Health Centre_Ground Floor_G33 _ Standing Surgery | RW-RW172-GN-G33 | RW172-GN-G33-Standing Surgery | Roseworthy | RW | RW172 | Equine Health Centre | GN | Ground Floor | G33 | 330 | Equine Health & Performance Centre | 122 | School of Animal and Veterinary Sciences | 43.1 | Standing Surgery | 3 | Specialist Teaching or Research Space Group | 314 | Clinical Areas Teaching Space - Undergraduate/Postgraduate |  | Excellent | 7,694.51 | NO
Roseworthy_RW172-Equine Health Centre_Ground Floor_G34 _ Ante room | RW-RW172-GN-G34 | RW172-GN-G34-Ante room | Roseworthy | RW | RW172 | Equine Health Centre | GN | Ground Floor | G34 | 99939 | Unusable Spaces | 99939 | Unusable Spaces | 2.53 | Ante room | 8 | Non Useable Floor Area Space Group | 815 | Non-usable - Switch room |  | Unknown | 0.00 | NO
Roseworthy_RW172-Equine Health Centre_Ground Floor_G35 _ Vestibule / Entry | RW-RW172-GN-G35 | RW172-GN-G35-Vestibule / Entry | Roseworthy | RW | RW172 | Equine Health Centre | GN | Ground Floor | G35 | 99939 | Unusable Spaces | 99939 | Unusable Spaces | 10.54 | Vestibule / Entry | 8 | Non Useable Floor Area Space Group | 805 | Non-usable - Circulation space |  | Unknown | 0.00 | NO
Roseworthy_RW172-Equine Health Centre_Ground Floor_G36 _ Radiography/ Radiology/ Ultrasou | RW-RW172-GN-G36 | RW172-GN-G36-Radiography/ Radiology/ Ultrasou | Roseworthy | RW | RW172 | Equine Health Centre | GN | Ground Floor | G36 | 330 | Equine Health & Performance Centre | 122 | School of Animal and Veterinary Sciences | 61.01 | Radiography/ Radiology/ Ultrasou | 3 | Specialist Teaching or Research Space Group | 300 | Laboratory - Specialist teaching and research - type not defined |  | Excellent | 10,891.93 | NO
Roseworthy_RW172-Equine Health Centre_Ground Floor_G37 _ Control store | RW-RW172-GN-G37 | RW172-GN-G37-Control store | Roseworthy | RW | RW172 | Equine Health Centre | GN | Ground Floor | G37 | 330 | Equine Health & Performance Centre | 122 | School of Animal and Veterinary Sciences | 16.73 | Control store | 1 | Office Space Group | 101 | Office - Academic Staff |  | Excellent | 2,245.68 | NO
Roseworthy_RW172-Equine Health Centre_Ground Floor_G38 _ Radio Office | RW-RW172-GN-G38 | RW172-GN-G38-Radio Office | Roseworthy | RW | RW172 | Equine Health Centre | GN | Ground Floor | G38 | 330 | Equine Health & Performance Centre | 122 | School of Animal and Veterinary Sciences | 11.94 | Radio Office | 1 | Office Space Group | 101 | Office - Academic Staff |  | Excellent | 1,602.72 | NO
Roseworthy_RW172-Equine Health Centre_Ground Floor_G39 _ Covered Aisle | RW-RW172-GN-G39 | RW172-GN-G39-Covered Aisle | Roseworthy | RW | RW172 | Equine Health Centre | GN | Ground Floor | G39 | 99939 | Unusable Spaces | 99939 | Unusable Spaces | 152.86 | Covered Aisle | 8 | Non Useable Floor Area Space Group | 805 | Non-usable - Circulation space |  | Unknown | 0.00 | NO
Roseworthy_RW172-Equine Health Centre_Ground Floor_G40 _ Anaesthesia | RW-RW172-GN-G40 | RW172-GN-G40-Anaesthesia | Roseworthy | RW | RW172 | Equine Health Centre | GN | Ground Floor | G40 | 330 | Equine Health & Performance Centre | 122 | School of Animal and Veterinary Sciences | 11.41 | Anaesthesia | 4 | Ancillary Area Space Group | 420 | Ancillary Area - Animal Holding in Controlled Temperature |  | Excellent | 1,347.78 | NO
Roseworthy_RW172-Equine Health Centre_Ground Floor_G41 _ Catwalk | RW-RW172-GN-G41 | RW172-GN-G41-Catwalk | Roseworthy | RW | RW172 | Equine Health Centre | GN | Ground Floor | G41 | 99939 | Unusable Spaces | 99939 | Unusable Spaces | 4.58 | Catwalk | 8 | Non Useable Floor Area Space Group | 805 | Non-usable - Circulation space |  | Unknown | 0.00 | NO
Roseworthy_RW172-Equine Health Centre_Ground Floor_G42 _ Recovery | RW-RW172-GN-G42 | RW172-GN-G42-Recovery | Roseworthy | RW | RW172 | Equine Health Centre | GN | Ground Floor | G42 | 330 | Equine Health & Performance Centre | 122 | School of Animal and Veterinary Sciences | 15.38 | Recovery | 4 | Ancillary Area Space Group | 420 | Ancillary Area - Animal Holding in Controlled Temperature |  | Excellent | 1,816.73 | NO
Roseworthy_RW172-Equine Health Centre_Ground Floor_G43 _ Catwalk | RW-RW172-GN-G43 | RW172-GN-G43-Catwalk | Roseworthy | RW | RW172 | Equine Health Centre | GN | Ground Floor | G43 | 99939 | Unusable Spaces | 99939 | Unusable Spaces | 4.59 | Catwalk | 8 | Non Useable Floor Area Space Group | 805 | Non-usable - Circulation space |  | Unknown | 0.00 | NO
Roseworthy_RW172-Equine Health Centre_Ground Floor_G44 _ Induction | RW-RW172-GN-G44 | RW172-GN-G44-Induction | Roseworthy | RW | RW172 | Equine Health Centre | GN | Ground Floor | G44 | 330 | Equine Health & Performance Centre | 122 | School of Animal and Veterinary Sciences | 23.08 | Induction | 4 | Ancillary Area Space Group | 420 | Ancillary Area - Animal Holding in Controlled Temperature |  | Excellent | 2,726.28 | NO
Roseworthy_RW172-Equine Health Centre_Ground Floor_G45 _ Catwalk | RW-RW172-GN-G45 | RW172-GN-G45-Catwalk | Roseworthy | RW | RW172 | Equine Health Centre | GN | Ground Floor | G45 | 99939 | Unusable Spaces | 99939 | Unusable Spaces | 4.59 | Catwalk | 8 | Non Useable Floor Area Space Group | 805 | Non-usable - Circulation space |  | Unknown | 0.00 | NO
Roseworthy_RW172-Equine Health Centre_Ground Floor_G46 _ Recovery | RW-RW172-GN-G46 | RW172-GN-G46-Recovery | Roseworthy | RW | RW172 | Equine Health Centre | GN | Ground Floor | G46 | 330 | Equine Health & Performance Centre | 122 | School of Animal and Veterinary Sciences | 15.38 | Recovery | 4 | Ancillary Area Space Group | 420 | Ancillary Area - Animal Holding in Controlled Temperature |  | Excellent | 1,816.73 | NO
Roseworthy_RW172-Equine Health Centre_Ground Floor_G47 _ Catwalk | RW-RW172-GN-G47 | RW172-GN-G47-Catwalk | Roseworthy | RW | RW172 | Equine Health Centre | GN | Ground Floor | G47 | 99939 | Unusable Spaces | 99939 | Unusable Spaces | 4.59 | Catwalk | 8 | Non Useable Floor Area Space Group | 805 | Non-usable - Circulation space |  | Unknown | 0.00 | NO
Roseworthy_RW172-Equine Health Centre_Ground Floor_G48 _ Office - Student | RW-RW172-GN-G48 | RW172-GN-G48-Office - Student | Roseworthy | RW | RW172 | Equine Health Centre | GN | Ground Floor | G48 | 330 | Equine Health & Performance Centre | 122 | School of Animal and Veterinary Sciences | 12.56 | Office - Student | 1 | Office Space Group | 103 | Office - Research Students |  | Excellent | 1,685.94 | NO
Roseworthy_RW172-Equine Health Centre_Ground Floor_G49 _ Prep aisle | RW-RW172-GN-G49 | RW172-GN-G49-Prep aisle | Roseworthy | RW | RW172 | Equine Health Centre | GN | Ground Floor | G49 | 99939 | Unusable Spaces | 99939 | Unusable Spaces | 102.02 | Prep aisle | 8 | Non Useable Floor Area Space Group | 815 | Non-usable - Switch room |  | Unknown | 0.00 | NO
Roseworthy_RW172-Equine Health Centre_Ground Floor_G49A _ Cleaner | RW-RW172-GN-G49A | RW172-GN-G49A-Cleaner | Roseworthy | RW | RW172 | Equine Health Centre | GN | Ground Floor | G49A | 99939 | Unusable Spaces | 99939 | Unusable Spaces | 0.85 | Cleaner | 8 | Non Useable Floor Area Space Group | 806 | Non-usable - Cleaners room |  | Unknown | 0.00 | NO
Roseworthy_RW172-Equine Health Centre_Ground Floor_G50 _ Student surgery viewing/ tutoria | RW-RW172-GN-G50 | RW172-GN-G50-Student surgery viewing/ tutoria | Roseworthy | RW | RW172 | Equine Health Centre | GN | Ground Floor | G50 | 122 | School of Animal and Veterinary Sciences | 122 | School of Animal and Veterinary Sciences | 26.78 | Student surgery viewing/ tutoria | 2 | Teaching Space Group | 206 | Lecture/Seminar/Tutorial/Class Room (<30) Flat Floor |  | Excellent | 4,385.53 | NO
Roseworthy_RW172-Equine Health Centre_Ground Floor_G51 _ Soft Tissue Surgery | RW-RW172-GN-G51 | RW172-GN-G51-Soft Tissue Surgery | Roseworthy | RW | RW172 | Equine Health Centre | GN | Ground Floor | G51 | 330 | Equine Health & Performance Centre | 122 | School of Animal and Veterinary Sciences | 78.46 | Soft Tissue Surgery | 3 | Specialist Teaching or Research Space Group | 314 | Clinical Areas Teaching Space - Undergraduate/Postgraduate |  | Excellent | 14,007.22 | NO
Roseworthy_RW172-Equine Health Centre_Ground Floor_G52 _ Dirty | RW-RW172-GN-G52 | RW172-GN-G52-Dirty | Roseworthy | RW | RW172 | Equine Health Centre | GN | Ground Floor | G52 | 330 | Equine Health & Performance Centre | 122 | School of Animal and Veterinary Sciences | 11.43 | Dirty | 4 | Ancillary Area Space Group | 401 | Ancillary Area - Laboratory Service and Preparation |  | Excellent | 1,350.15 | NO
Roseworthy_RW172-Equine Health Centre_Ground Floor_G53 _ Clean/ pack/ pre/ sterile | RW-RW172-GN-G53 | RW172-GN-G53-Clean/ pack/ pre/ sterile | Roseworthy | RW | RW172 | Equine Health Centre | GN | Ground Floor | G53 | 330 | Equine Health & Performance Centre | 122 | School of Animal and Veterinary Sciences | 56.31 | Clean/ pack/ pre/ sterile | 4 | Ancillary Area Space Group | 401 | Ancillary Area - Laboratory Service and Preparation |  | Excellent | 6,651.51 | NO
Roseworthy_RW172-Equine Health Centre_Ground Floor_G54 _ Scrubs | RW-RW172-GN-G54 | RW172-GN-G54-Scrubs | Roseworthy | RW | RW172 | Equine Health Centre | GN | Ground Floor | G54 | 330 | Equine Health & Performance Centre | 122 | School of Animal and Veterinary Sciences | 18.34 | Scrubs | 4 | Ancillary Area Space Group | 410 | Ancillary Area - Operating Theatre Support |  | Excellent | 2,166.38 | NO
Roseworthy_RW172-Equine Health Centre_Ground Floor_G55 _ Change Room - F | RW-RW172-GN-G55 | RW172-GN-G55-Change Room - F | Roseworthy | RW | RW172 | Equine Health Centre | GN | Ground Floor | G55 | 99939 | Unusable Spaces | 99939 | Unusable Spaces | 12.16 | Change Room - F | 8 | Non Useable Floor Area Space Group | 820 | Non-usable - Toilets/Amenities - Female |  | Unknown | 0.00 | NO
Roseworthy_RW172-Equine Health Centre_Ground Floor_G55A _ WC | RW-RW172-GN-G55A | RW172-GN-G55A-WC | Roseworthy | RW | RW172 | Equine Health Centre | GN | Ground Floor | G55A | 99939 | Unusable Spaces | 99939 | Unusable Spaces | 1.74 | WC | 8 | Non Useable Floor Area Space Group | 835 | Non-usable - Toilets/Amenities - Other |  | Unknown | 0.00 | NO
Roseworthy_RW172-Equine Health Centre_Ground Floor_G56 _ Shower | RW-RW172-GN-G56 | RW172-GN-G56-Shower | Roseworthy | RW | RW172 | Equine Health Centre | GN | Ground Floor | G56 | 99939 | Unusable Spaces | 99939 | Unusable Spaces | 1.64 | Shower | 8 | Non Useable Floor Area Space Group | 835 | Non-usable - Toilets/Amenities - Other |  | Unknown | 0.00 | NO
Roseworthy_RW172-Equine Health Centre_Ground Floor_G57 _ Changeroom - M | RW-RW172-GN-G57 | RW172-GN-G57-Changeroom - M | Roseworthy | RW | RW172 | Equine Health Centre | GN | Ground Floor | G57 | 99939 | Unusable Spaces | 99939 | Unusable Spaces | 12.14 | Changeroom - M | 8 | Non Useable Floor Area Space Group | 821 | Non-usable - Toilets/Amenities - Male |  | Unknown | 0.00 | NO
Roseworthy_RW172-Equine Health Centre_Ground Floor_G57A _ WC | RW-RW172-GN-G57A | RW172-GN-G57A-WC | Roseworthy | RW | RW172 | Equine Health Centre | GN | Ground Floor | G57A | 99939 | Unusable Spaces | 99939 | Unusable Spaces | 1.73 | WC | 8 | Non Useable Floor Area Space Group | 835 | Non-usable - Toilets/Amenities - Other |  | Unknown | 0.00 | NO
Roseworthy_RW172-Equine Health Centre_Ground Floor_G58 _ Dirty | RW-RW172-GN-G58 | RW172-GN-G58-Dirty | Roseworthy | RW | RW172 | Equine Health Centre | GN | Ground Floor | G58 | 330 | Equine Health & Performance Centre | 122 | School of Animal and Veterinary Sciences | 11.42 | Dirty | 4 | Ancillary Area Space Group | 401 | Ancillary Area - Laboratory Service and Preparation |  | Excellent | 1,348.97 | NO
Roseworthy_RW172-Equine Health Centre_Ground Floor_G59 _ Orthopaedic surgery | RW-RW172-GN-G59 | RW172-GN-G59-Orthopaedic surgery | Roseworthy | RW | RW172 | Equine Health Centre | GN | Ground Floor | G59 | 330 | Equine Health & Performance Centre | 122 | School of Animal and Veterinary Sciences | 78.37 | Orthopaedic surgery | 3 | Specialist Teaching or Research Space Group | 314 | Clinical Areas Teaching Space - Undergraduate/Postgraduate |  | Excellent | 13,991.16 | NO
Roseworthy_RW172-Equine Health Centre_Ground Floor_G60 _ Student surgery viewing/ tutoria | RW-RW172-GN-G60 | RW172-GN-G60-Student surgery viewing/ tutoria | Roseworthy | RW | RW172 | Equine Health Centre | GN | Ground Floor | G60 | 122 | School of Animal and Veterinary Sciences | 122 | School of Animal and Veterinary Sciences | 26.57 | Student surgery viewing/ tutoria | 2 | Teaching Space Group | 206 | Lecture/Seminar/Tutorial/Class Room (<30) Flat Floor |  | Excellent | 4,351.14 | NO
Roseworthy_RW172-Equine Health Centre_Ground Floor_G61 _ Rubbish recycling | RW-RW172-GN-G61 | RW172-GN-G61-Rubbish recycling | Roseworthy | RW | RW172 | Equine Health Centre | GN | Ground Floor | G61 | 330 | Equine Health & Performance Centre | 122 | School of Animal and Veterinary Sciences | 13.76 | Rubbish recycling | 4 | Ancillary Area Space Group | 419 | Ancillary Area - Store Room - Generic |  | Excellent | 1,625.37 | NO
Roseworthy_RW172-Equine Health Centre_Ground Floor_G62 _ Oxygen Store / Supply | RW-RW172-GN-G62 | RW172-GN-G62-Oxygen Store / Supply | Roseworthy | RW | RW172 | Equine Health Centre | GN | Ground Floor | G62 | 330 | Equine Health & Performance Centre | 122 | School of Animal and Veterinary Sciences | 13.44 | Oxygen Store / Supply | 4 | Ancillary Area Space Group | 418 | Ancillary Area - Dangerous goods storage |  | Excellent | 1,587.57 | NO
Roseworthy_RW172-Equine Health Centre_Ground Floor_G63 _ Prefab laundry | RW-RW172-GN-G63 | RW172-GN-G63-Prefab laundry | Roseworthy | RW | RW172 | Equine Health Centre | GN | Ground Floor | G63 | 330 | Equine Health & Performance Centre | 122 | School of Animal and Veterinary Sciences | 18.71 | Prefab laundry | 4 | Ancillary Area Space Group | 401 | Ancillary Area - Laboratory Service and Preparation |  | Excellent | 2,210.08 | NO
Roseworthy_RW172-Equine Health Centre_Ground Floor_G64 _ Water Tank - store | RW-RW172-GN-G64 | RW172-GN-G64-Water Tank - store | Roseworthy | RW | RW172 | Equine Health Centre | GN | Ground Floor | G64 | 330 | Equine Health & Performance Centre | 122 | School of Animal and Veterinary Sciences | 11.65 | Water Tank - store | 4 | Ancillary Area Space Group | 418 | Ancillary Area - Dangerous goods storage |  | Excellent | 1,376.13 | NO
Roseworthy_RW172-Equine Health Centre_Ground Floor_G64A _ VSR | RW-RW172-GN-G64A | RW172-GN-G64A-VSR | Roseworthy | RW | RW172 | Equine Health Centre | GN | Ground Floor | G64A | 99939 | Unusable Spaces | 99939 | Unusable Spaces | 0.8 | VSR | 8 | Non Useable Floor Area Space Group | 840 | Non-usable - Service riser |  | Unknown | 0.00 | NO
Roseworthy_RW172-Equine Health Centre_Ground Floor_G65 _ Stair (NUFA) | RW-RW172-GN-G65 | RW172-GN-G65-Stair (NUFA) | Roseworthy | RW | RW172 | Equine Health Centre | GN | Ground Floor | G65 | 99939 | Unusable Spaces | 99939 | Unusable Spaces | 1.97 | Stair (NUFA) | 8 | Non Useable Floor Area Space Group | 805 | Non-usable - Circulation space |  | Unknown | 0.00 | NO
Roseworthy_RW172-Equine Health Centre_Mezzanine_M01 _ Mezzanine | RW-RW172-MZ-M01 | RW172-MZ-M01-Mezzanine | Roseworthy | RW | RW172 | Equine Health Centre | MZ | Mezzanine | M01 | 99939 | Unusable Spaces | 99939 | Unusable Spaces | 138.09 | Mezzanine | 8 | Non Useable Floor Area Space Group | 811 | Non-usable - Plant room other |  | Unknown | 0.00 | NO
Roseworthy_RW172-Equine Health Centre_Mezzanine_M02 _ Stair (NUFA) | RW-RW172-MZ-M02 | RW172-MZ-M02-Stair (NUFA) | Roseworthy | RW | RW172 | Equine Health Centre | MZ | Mezzanine | M02 | 99939 | Unusable Spaces | 99939 | Unusable Spaces | 5.46 | Stair (NUFA) | 8 | Non Useable Floor Area Space Group | 805 | Non-usable - Circulation space |  | Unknown | 0.00 | NO
Roseworthy_RW173-Feed Store_Ground Floor_G01 _ Storage Shed | RW-RW173-GN-G01 | RW173-GN-G01-Storage Shed | Roseworthy | RW | RW173 | Feed Store | GN | Ground Floor | G01 | 330 | Equine Health & Performance Centre | 122 | School of Animal and Veterinary Sciences | 178.17 | Storage Shed | 4 | Ancillary Area Space Group | 419 | Ancillary Area - Store Room - Generic |  | Excellent | 21,045.99 | NO
Roseworthy_RW173-Feed Store_Ground Floor_G02 _ Shavings/ Bedding | RW-RW173-GN-G02 | RW173-GN-G02-Shavings/ Bedding | Roseworthy | RW | RW173 | Feed Store | GN | Ground Floor | G02 | 330 | Equine Health & Performance Centre | 122 | School of Animal and Veterinary Sciences | 178.88 | Shavings/ Bedding | 4 | Ancillary Area Space Group | 419 | Ancillary Area - Store Room - Generic |  | Excellent | 21,129.86 | NO
Roseworthy_RW173-Feed Store_Ground Floor_G03 _ Feed Store | RW-RW173-GN-G03 | RW173-GN-G03-Feed Store | Roseworthy | RW | RW173 | Feed Store | GN | Ground Floor | G03 | 330 | Equine Health & Performance Centre | 122 | School of Animal and Veterinary Sciences | 86.17 | Feed Store | 4 | Ancillary Area Space Group | 404 | Ancillary Area - Animal Holding |  | Excellent | 10,178.67 | NO
Roseworthy_RW174-ICU Barn_Ground Floor_G01 _ Covered Aisle | RW-RW174-GN-G01 | RW174-GN-G01-Covered Aisle | Roseworthy | RW | RW174 | ICU Barn | GN | Ground Floor | G01 | 99939 | Unusable Spaces | 99939 | Unusable Spaces | 173.98 | Covered Aisle | 8 | Non Useable Floor Area Space Group | 805 | Non-usable - Circulation space |  | Unknown | 0.00 | NO
Roseworthy_RW174-ICU Barn_Ground Floor_G02 _ ICU Sling/ Neuro Stall | RW-RW174-GN-G02 | RW174-GN-G02-ICU Sling/ Neuro Stall | Roseworthy | RW | RW174 | ICU Barn | GN | Ground Floor | G02 | 330 | Equine Health & Performance Centre | 122 | School of Animal and Veterinary Sciences | 15.92 | ICU Sling/ Neuro Stall | 3 | Specialist Teaching or Research Space Group | 314 | Clinical Areas Teaching Space - Undergraduate/Postgraduate |  | Excellent | 2,842.15 | NO
Roseworthy_RW174-ICU Barn_Ground Floor_G03 _ ICU Stall | RW-RW174-GN-G03 | RW174-GN-G03-ICU Stall | Roseworthy | RW | RW174 | ICU Barn | GN | Ground Floor | G03 | 330 | Equine Health & Performance Centre | 122 | School of Animal and Veterinary Sciences | 16 | ICU Stall | 3 | Specialist Teaching or Research Space Group | 314 | Clinical Areas Teaching Space - Undergraduate/Postgraduate |  | Excellent | 2,856.43 | NO
Roseworthy_RW174-ICU Barn_Ground Floor_G04 _ ICU Stall | RW-RW174-GN-G04 | RW174-GN-G04-ICU Stall | Roseworthy | RW | RW174 | ICU Barn | GN | Ground Floor | G04 | 330 | Equine Health & Performance Centre | 122 | School of Animal and Veterinary Sciences | 15.08 | ICU Stall | 3 | Specialist Teaching or Research Space Group | 314 | Clinical Areas Teaching Space - Undergraduate/Postgraduate |  | Excellent | 2,692.19 | NO
Roseworthy_RW174-ICU Barn_Ground Floor_G05 _ Disinfect. Exam | RW-RW174-GN-G05 | RW174-GN-G05-Disinfect. Exam | Roseworthy | RW | RW174 | ICU Barn | GN | Ground Floor | G05 | 330 | Equine Health & Performance Centre | 122 | School of Animal and Veterinary Sciences | 16.42 | Disinfect. Exam | 3 | Specialist Teaching or Research Space Group | 314 | Clinical Areas Teaching Space - Undergraduate/Postgraduate |  | Excellent | 2,931.41 | NO
Roseworthy_RW174-ICU Barn_Ground Floor_G06 _ Cross Ties | RW-RW174-GN-G06 | RW174-GN-G06-Cross Ties | Roseworthy | RW | RW174 | ICU Barn | GN | Ground Floor | G06 | 330 | Equine Health & Performance Centre | 122 | School of Animal and Veterinary Sciences | 15.48 | Cross Ties | 3 | Specialist Teaching or Research Space Group | 314 | Clinical Areas Teaching Space - Undergraduate/Postgraduate |  | Excellent | 2,763.60 | NO
Roseworthy_RW174-ICU Barn_Ground Floor_G07 _ Surgery Stall | RW-RW174-GN-G07 | RW174-GN-G07-Surgery Stall | Roseworthy | RW | RW174 | ICU Barn | GN | Ground Floor | G07 | 330 | Equine Health & Performance Centre | 122 | School of Animal and Veterinary Sciences | 16.63 | Surgery Stall | 3 | Specialist Teaching or Research Space Group | 314 | Clinical Areas Teaching Space - Undergraduate/Postgraduate |  | Excellent | 2,968.90 | NO
Roseworthy_RW174-ICU Barn_Ground Floor_G08 _ Surgery Stall | RW-RW174-GN-G08 | RW174-GN-G08-Surgery Stall | Roseworthy | RW | RW174 | ICU Barn | GN | Ground Floor | G08 | 330 | Equine Health & Performance Centre | 122 | School of Animal and Veterinary Sciences | 15.97 | Surgery Stall | 3 | Specialist Teaching or Research Space Group | 314 | Clinical Areas Teaching Space - Undergraduate/Postgraduate |  | Excellent | 2,851.08 | NO
Roseworthy_RW174-ICU Barn_Ground Floor_G09 _ Surgery Stall | RW-RW174-GN-G09 | RW174-GN-G09-Surgery Stall | Roseworthy | RW | RW174 | ICU Barn | GN | Ground Floor | G09 | 330 | Equine Health & Performance Centre | 122 | School of Animal and Veterinary Sciences | 15.97 | Surgery Stall | 3 | Specialist Teaching or Research Space Group | 314 | Clinical Areas Teaching Space - Undergraduate/Postgraduate |  | Excellent | 2,851.08 | NO
Roseworthy_RW174-ICU Barn_Ground Floor_G10 _ Surgery Stall | RW-RW174-GN-G10 | RW174-GN-G10-Surgery Stall | Roseworthy | RW | RW174 | ICU Barn | GN | Ground Floor | G10 | 330 | Equine Health & Performance Centre | 122 | School of Animal and Veterinary Sciences | 16.63 | Surgery Stall | 3 | Specialist Teaching or Research Space Group | 314 | Clinical Areas Teaching Space - Undergraduate/Postgraduate |  | Excellent | 2,968.90 | NO
Roseworthy_RW174-ICU Barn_Ground Floor_G11 _ Surgery Stall | RW-RW174-GN-G11 | RW174-GN-G11-Surgery Stall | Roseworthy | RW | RW174 | ICU Barn | GN | Ground Floor | G11 | 330 | Equine Health & Performance Centre | 122 | School of Animal and Veterinary Sciences | 15.48 | Surgery Stall | 3 | Specialist Teaching or Research Space Group | 314 | Clinical Areas Teaching Space - Undergraduate/Postgraduate |  | Excellent | 2,763.60 | NO
Roseworthy_RW174-ICU Barn_Ground Floor_G12 _ Store | RW-RW174-GN-G12 | RW174-GN-G12-Store | Roseworthy | RW | RW174 | ICU Barn | GN | Ground Floor | G12 | 330 | Equine Health & Performance Centre | 122 | School of Animal and Veterinary Sciences | 16.51 | Store | 4 | Ancillary Area Space Group | 419 | Ancillary Area - Store Room - Generic |  | Excellent | 1,950.21 | NO
Roseworthy_RW174-ICU Barn_Ground Floor_G13 _ Mare/ Foal Stall | RW-RW174-GN-G13 | RW174-GN-G13-Mare/ Foal Stall | Roseworthy | RW | RW174 | ICU Barn | GN | Ground Floor | G13 | 330 | Equine Health & Performance Centre | 122 | School of Animal and Veterinary Sciences | 23.81 | Mare/ Foal Stall | 4 | Ancillary Area Space Group | 404 | Ancillary Area - Animal Holding |  | Excellent | 2,812.51 | NO
Roseworthy_RW174-ICU Barn_Ground Floor_G14 _ Mare/ Foal Stall | RW-RW174-GN-G14 | RW174-GN-G14-Mare/ Foal Stall | Roseworthy | RW | RW174 | ICU Barn | GN | Ground Floor | G14 | 330 | Equine Health & Performance Centre | 122 | School of Animal and Veterinary Sciences | 23.8 | Mare/ Foal Stall | 4 | Ancillary Area Space Group | 404 | Ancillary Area - Animal Holding |  | Excellent | 2,811.33 | NO
Roseworthy_RW175-Wards_Ground Floor_G00 _ Verandah (UCA) | RW-RW175-GN-G00 | RW175-GN-G00-Verandah (UCA) | Roseworthy | RW | RW175 | Wards | GN | Ground Floor | G00 | 99939 | Unusable Spaces | 99939 | Unusable Spaces | 327.19 | Verandah (UCA) | 8 | Non Useable Floor Area Space Group | 839 | Non-usable - Verandah/Balcony |  | Unknown | 0.00 | NO
Roseworthy_RW175-Wards_Ground Floor_G01 _ Ortho exam | RW-RW175-GN-G01 | RW175-GN-G01-Ortho exam | Roseworthy | RW | RW175 | Wards | GN | Ground Floor | G01 | 330 | Equine Health & Performance Centre | 122 | School of Animal and Veterinary Sciences | 35.09 | Ortho exam | 3 | Specialist Teaching or Research Space Group | 314 | Clinical Areas Teaching Space - Undergraduate/Postgraduate |  | Excellent | 6,264.51 | NO
Roseworthy_RW175-Wards_Ground Floor_G02 _ Exam | RW-RW175-GN-G02 | RW175-GN-G02-Exam | Roseworthy | RW | RW175 | Wards | GN | Ground Floor | G02 | 330 | Equine Health & Performance Centre | 122 | School of Animal and Veterinary Sciences | 34.68 | Exam | 3 | Specialist Teaching or Research Space Group | 314 | Clinical Areas Teaching Space - Undergraduate/Postgraduate |  | Excellent | 6,191.31 | NO
Roseworthy_RW175-Wards_Ground Floor_G02A _ VSR | RW-RW175-GN-G02A | RW175-GN-G02A-VSR | Roseworthy | RW | RW175 | Wards | GN | Ground Floor | G02A | 99939 | Unusable Spaces | 99939 | Unusable Spaces | 0.16 | VSR | 8 | Non Useable Floor Area Space Group | 840 | Non-usable - Service riser |  | Unknown | 0.00 | NO
Roseworthy_RW175-Wards_Ground Floor_G03 _ Stat Laboratory | RW-RW175-GN-G03 | RW175-GN-G03-Stat Laboratory | Roseworthy | RW | RW175 | Wards | GN | Ground Floor | G03 | 330 | Equine Health & Performance Centre | 122 | School of Animal and Veterinary Sciences | 19.06 | Stat Laboratory | 3 | Specialist Teaching or Research Space Group | 300 | Laboratory - Specialist teaching and research - type not defined |  | Excellent | 3,402.72 | NO
Roseworthy_RW175-Wards_Ground Floor_G04 _ Nurses Station | RW-RW175-GN-G04 | RW175-GN-G04-Nurses Station | Roseworthy | RW | RW175 | Wards | GN | Ground Floor | G04 | 330 | Equine Health & Performance Centre | 122 | School of Animal and Veterinary Sciences | 37.34 | Nurses Station | 1 | Office Space Group | 101 | Office - Academic Staff |  | Excellent | 5,012.18 | NO
Roseworthy_RW175-Wards_Ground Floor_G05 _ Emergency | RW-RW175-GN-G05 | RW175-GN-G05-Emergency | Roseworthy | RW | RW175 | Wards | GN | Ground Floor | G05 | 330 | Equine Health & Performance Centre | 122 | School of Animal and Veterinary Sciences | 34.8 | Emergency | 3 | Specialist Teaching or Research Space Group | 314 | Clinical Areas Teaching Space - Undergraduate/Postgraduate |  | Excellent | 6,212.74 | NO
Roseworthy_RW175-Wards_Ground Floor_G05A _ VSR | RW-RW175-GN-G05A | RW175-GN-G05A-VSR | Roseworthy | RW | RW175 | Wards | GN | Ground Floor | G05A | 99939 | Unusable Spaces | 99939 | Unusable Spaces | 0.15 | VSR | 8 | Non Useable Floor Area Space Group | 840 | Non-usable - Service riser |  | Unknown | 0.00 | NO
Roseworthy_RW175-Wards_Ground Floor_G06 _ Change Room - F | RW-RW175-GN-G06 | RW175-GN-G06-Change Room - F | Roseworthy | RW | RW175 | Wards | GN | Ground Floor | G06 | 99939 | Unusable Spaces | 99939 | Unusable Spaces | 12.78 | Change Room - F | 8 | Non Useable Floor Area Space Group | 820 | Non-usable - Toilets/Amenities - Female |  | Unknown | 0.00 | NO
Roseworthy_RW175-Wards_Ground Floor_G06A _ WC | RW-RW175-GN-G06A | RW175-GN-G06A-WC | Roseworthy | RW | RW175 | Wards | GN | Ground Floor | G06A | 99939 | Unusable Spaces | 99939 | Unusable Spaces | 1.29 | WC | 8 | Non Useable Floor Area Space Group | 835 | Non-usable - Toilets/Amenities - Other |  | Unknown | 0.00 | NO
Roseworthy_RW175-Wards_Ground Floor_G06B _ WC | RW-RW175-GN-G06B | RW175-GN-G06B-WC | Roseworthy | RW | RW175 | Wards | GN | Ground Floor | G06B | 99939 | Unusable Spaces | 99939 | Unusable Spaces | 1.24 | WC | 8 | Non Useable Floor Area Space Group | 835 | Non-usable - Toilets/Amenities - Other |  | Unknown | 0.00 | NO
Roseworthy_RW175-Wards_Ground Floor_G06C _ Shower | RW-RW175-GN-G06C | RW175-GN-G06C-Shower | Roseworthy | RW | RW175 | Wards | GN | Ground Floor | G06C | 99939 | Unusable Spaces | 99939 | Unusable Spaces | 1.52 | Shower | 8 | Non Useable Floor Area Space Group | 835 | Non-usable - Toilets/Amenities - Other |  | Unknown | 0.00 | NO
Roseworthy_RW175-Wards_Ground Floor_G07 _ Changeroom - M | RW-RW175-GN-G07 | RW175-GN-G07-Changeroom - M | Roseworthy | RW | RW175 | Wards | GN | Ground Floor | G07 | 99939 | Unusable Spaces | 99939 | Unusable Spaces | 10.53 | Changeroom - M | 8 | Non Useable Floor Area Space Group | 821 | Non-usable - Toilets/Amenities - Male |  | Unknown | 0.00 | NO
Roseworthy_RW175-Wards_Ground Floor_G07A _ WC | RW-RW175-GN-G07A | RW175-GN-G07A-WC | Roseworthy | RW | RW175 | Wards | GN | Ground Floor | G07A | 99939 | Unusable Spaces | 99939 | Unusable Spaces | 1.27 | WC | 8 | Non Useable Floor Area Space Group | 835 | Non-usable - Toilets/Amenities - Other |  | Unknown | 0.00 | NO
Roseworthy_RW175-Wards_Ground Floor_G07B _ WC | RW-RW175-GN-G07B | RW175-GN-G07B-WC | Roseworthy | RW | RW175 | Wards | GN | Ground Floor | G07B | 99939 | Unusable Spaces | 99939 | Unusable Spaces | 1.23 | WC | 8 | Non Useable Floor Area Space Group | 835 | Non-usable - Toilets/Amenities - Other |  | Unknown | 0.00 | NO
Roseworthy_RW175-Wards_Ground Floor_G07C _ Shower | RW-RW175-GN-G07C | RW175-GN-G07C-Shower | Roseworthy | RW | RW175 | Wards | GN | Ground Floor | G07C | 99939 | Unusable Spaces | 99939 | Unusable Spaces | 1.63 | Shower | 8 | Non Useable Floor Area Space Group | 835 | Non-usable - Toilets/Amenities - Other |  | Unknown | 0.00 | NO
Roseworthy_RW175-Wards_Ground Floor_G08 _ Corr. | RW-RW175-GN-G08 | RW175-GN-G08-Corr. | Roseworthy | RW | RW175 | Wards | GN | Ground Floor | G08 | 99939 | Unusable Spaces | 99939 | Unusable Spaces | 4.96 | Corr. | 8 | Non Useable Floor Area Space Group | 805 | Non-usable - Circulation space |  | Unknown | 0.00 | NO
Roseworthy_RW175-Wards_Ground Floor_G08A _ VSR | RW-RW175-GN-G08A | RW175-GN-G08A-VSR | Roseworthy | RW | RW175 | Wards | GN | Ground Floor | G08A | 99939 | Unusable Spaces | 99939 | Unusable Spaces | 0.22 | VSR | 8 | Non Useable Floor Area Space Group | 840 | Non-usable - Service riser |  | Unknown | 0.00 | NO
Roseworthy_RW175-Wards_Ground Floor_G08B _ VSR | RW-RW175-GN-G08B | RW175-GN-G08B-VSR | Roseworthy | RW | RW175 | Wards | GN | Ground Floor | G08B | 99939 | Unusable Spaces | 99939 | Unusable Spaces | 0.18 | VSR | 8 | Non Useable Floor Area Space Group | 840 | Non-usable - Service riser |  | Unknown | 0.00 | NO
Roseworthy_RW175-Wards_Ground Floor_G09 _ WC / Shower | RW-RW175-GN-G09 | RW175-GN-G09-WC / Shower | Roseworthy | RW | RW175 | Wards | GN | Ground Floor | G09 | 99939 | Unusable Spaces | 99939 | Unusable Spaces | 6.98 | WC / Shower | 8 | Non Useable Floor Area Space Group | 835 | Non-usable - Toilets/Amenities - Other |  | Unknown | 0.00 | NO
Roseworthy_RW175-Wards_Ground Floor_G10 _ Triage | RW-RW175-GN-G10 | RW175-GN-G10-Triage | Roseworthy | RW | RW175 | Wards | GN | Ground Floor | G10 | 330 | Equine Health & Performance Centre | 122 | School of Animal and Veterinary Sciences | 149.61 | Triage | 3 | Specialist Teaching or Research Space Group | 314 | Clinical Areas Teaching Space - Undergraduate/Postgraduate |  | Excellent | 26,709.42 | NO
Roseworthy_RW175-Wards_Ground Floor_G11 _ Lunging Ring | RW-RW175-GN-G11 | RW175-GN-G11-Lunging Ring | Roseworthy | RW | RW175 | Wards | GN | Ground Floor | G11 | 330 | Equine Health & Performance Centre | 122 | School of Animal and Veterinary Sciences | 185.01 | Lunging Ring | 4 | Ancillary Area Space Group | 401 | Ancillary Area - Laboratory Service and Preparation |  | Excellent | 21,853.95 | NO
Roseworthy_RW176-Stalls_Ground Floor_G01 _ Open Exam | RW-RW176-GN-G01 | RW176-GN-G01-Open Exam | Roseworthy | RW | RW176 | Stalls | GN | Ground Floor | G01 | 330 | Equine Health & Performance Centre | 122 | School of Animal and Veterinary Sciences | 17.26 | Open Exam | 3 | Specialist Teaching or Research Space Group | 314 | Clinical Areas Teaching Space - Undergraduate/Postgraduate |  | Excellent | 3,081.38 | NO
Roseworthy_RW176-Stalls_Ground Floor_G02 _ Stall | RW-RW176-GN-G02 | RW176-GN-G02-Stall | Roseworthy | RW | RW176 | Stalls | GN | Ground Floor | G02 | 330 | Equine Health & Performance Centre | 122 | School of Animal and Veterinary Sciences | 16.3 | Stall | 4 | Ancillary Area Space Group | 404 | Ancillary Area - Animal Holding |  | Excellent | 1,925.41 | NO
Roseworthy_RW176-Stalls_Ground Floor_G03 _ Stall | RW-RW176-GN-G03 | RW176-GN-G03-Stall | Roseworthy | RW | RW176 | Stalls | GN | Ground Floor | G03 | 330 | Equine Health & Performance Centre | 122 | School of Animal and Veterinary Sciences | 16.3 | Stall | 4 | Ancillary Area Space Group | 404 | Ancillary Area - Animal Holding |  | Excellent | 1,925.41 | NO
Roseworthy_RW176-Stalls_Ground Floor_G04 _ Stall | RW-RW176-GN-G04 | RW176-GN-G04-Stall | Roseworthy | RW | RW176 | Stalls | GN | Ground Floor | G04 | 330 | Equine Health & Performance Centre | 122 | School of Animal and Veterinary Sciences | 16.3 | Stall | 4 | Ancillary Area Space Group | 404 | Ancillary Area - Animal Holding |  | Excellent | 1,925.41 | NO
Roseworthy_RW176-Stalls_Ground Floor_G05 _ Stall | RW-RW176-GN-G05 | RW176-GN-G05-Stall | Roseworthy | RW | RW176 | Stalls | GN | Ground Floor | G05 | 330 | Equine Health & Performance Centre | 122 | School of Animal and Veterinary Sciences | 16.3 | Stall | 4 | Ancillary Area Space Group | 404 | Ancillary Area - Animal Holding |  | Excellent | 1,925.41 | NO
Roseworthy_RW176-Stalls_Ground Floor_G06 _ Stall | RW-RW176-GN-G06 | RW176-GN-G06-Stall | Roseworthy | RW | RW176 | Stalls | GN | Ground Floor | G06 | 330 | Equine Health & Performance Centre | 122 | School of Animal and Veterinary Sciences | 16.3 | Stall | 4 | Ancillary Area Space Group | 404 | Ancillary Area - Animal Holding |  | Excellent | 1,925.41 | NO
Roseworthy_RW176-Stalls_Ground Floor_G07 _ Stall | RW-RW176-GN-G07 | RW176-GN-G07-Stall | Roseworthy | RW | RW176 | Stalls | GN | Ground Floor | G07 | 330 | Equine Health & Performance Centre | 122 | School of Animal and Veterinary Sciences | 15.67 | Stall | 4 | Ancillary Area Space Group | 404 | Ancillary Area - Animal Holding |  | Excellent | 1,850.99 | NO
Roseworthy_RW177-Theriogenology_Ground Floor_G01 _ Entry | RW-RW177-GN-G01 | RW177-GN-G01-Entry | Roseworthy | RW | RW177 | Theriogenology | GN | Ground Floor | G01 | 99939 | Unusable Spaces | 99939 | Unusable Spaces | 16.73 | Entry | 8 | Non Useable Floor Area Space Group | 805 | Non-usable - Circulation space |  | Unknown | 0.00 | NO
Roseworthy_RW177-Theriogenology_Ground Floor_G02 _ Office - Open Plan - Hot Desk | RW-RW177-GN-G02 | RW177-GN-G02-Office - Open Plan - Hot Desk | Roseworthy | RW | RW177 | Theriogenology | GN | Ground Floor | G02 | 330 | Equine Health & Performance Centre | 122 | School of Animal and Veterinary Sciences | 52.73 | Office - Open Plan - Hot Desk | 1 | Office Space Group | 112 | Open Plan - Academic Staff |  | Excellent | 7,077.99 | NO
Roseworthy_RW177-Theriogenology_Ground Floor_G03 _ Semen Embryo Freezer | RW-RW177-GN-G03 | RW177-GN-G03-Semen Embryo Freezer | Roseworthy | RW | RW177 | Theriogenology | GN | Ground Floor | G03 | 330 | Equine Health & Performance Centre | 122 | School of Animal and Veterinary Sciences | 25.17 | Semen Embryo Freezer | 4 | Ancillary Area Space Group | 405 | Ancillary Area - Constant Temperature/ Freezer/Cold/Warm Rooms |  | Excellent | 2,973.16 | NO
Roseworthy_RW177-Theriogenology_Ground Floor_G04 _ Evaluation Laboratory | RW-RW177-GN-G04 | RW177-GN-G04-Evaluation Laboratory | Roseworthy | RW | RW177 | Theriogenology | GN | Ground Floor | G04 | 330 | Equine Health & Performance Centre | 122 | School of Animal and Veterinary Sciences | 57.55 | Evaluation Laboratory | 3 | Specialist Teaching or Research Space Group | 300 | Laboratory - Specialist teaching and research - type not defined |  | Excellent | 10,274.23 | NO
Roseworthy_RW177-Theriogenology_Ground Floor_G05 _ Store | RW-RW177-GN-G05 | RW177-GN-G05-Store | Roseworthy | RW | RW177 | Theriogenology | GN | Ground Floor | G05 | 330 | Equine Health & Performance Centre | 122 | School of Animal and Veterinary Sciences | 9.3 | Store | 4 | Ancillary Area Space Group | 419 | Ancillary Area - Store Room - Generic |  | Excellent | 1,098.54 | NO
Roseworthy_RW177-Theriogenology_Ground Floor_G06 _ Cleaners | RW-RW177-GN-G06 | RW177-GN-G06-Cleaners | Roseworthy | RW | RW177 | Theriogenology | GN | Ground Floor | G06 | 99939 | Unusable Spaces | 99939 | Unusable Spaces | 3.67 | Cleaners | 8 | Non Useable Floor Area Space Group | 806 | Non-usable - Cleaners room |  | Unknown | 0.00 | NO
Roseworthy_RW177-Theriogenology_Ground Floor_G07 _ WCt / Changeroom | RW-RW177-GN-G07 | RW177-GN-G07-WCt / Changeroom | Roseworthy | RW | RW177 | Theriogenology | GN | Ground Floor | G07 | 99939 | Unusable Spaces | 99939 | Unusable Spaces | 5.95 | WCt / Changeroom | 8 | Non Useable Floor Area Space Group | 835 | Non-usable - Toilets/Amenities - Other |  | Unknown | 0.00 | NO
Roseworthy_RW177-Theriogenology_Ground Floor_G08 _ Semen Collection Yard | RW-RW177-GN-G08 | RW177-GN-G08-Semen Collection Yard | Roseworthy | RW | RW177 | Theriogenology | GN | Ground Floor | G08 | 330 | Equine Health & Performance Centre | 122 | School of Animal and Veterinary Sciences | 183.49 | Semen Collection Yard | 3 | Specialist Teaching or Research Space Group | 314 | Clinical Areas Teaching Space - Undergraduate/Postgraduate |  | Excellent | 32,757.91 | NO
Roseworthy_RW178-Isolation_Ground Floor_G01 _ Covered vestibule | RW-RW178-GN-G01 | RW178-GN-G01-Covered vestibule | Roseworthy | RW | RW178 | Isolation | GN | Ground Floor | G01 | 330 | Equine Health & Performance Centre | 122 | School of Animal and Veterinary Sciences | 32.51 | Covered vestibule | 4 | Ancillary Area Space Group | 404 | Ancillary Area - Animal Holding |  | Excellent | 3,840.18 | NO
Roseworthy_RW178-Isolation_Ground Floor_G02 _ Isolation stall | RW-RW178-GN-G02 | RW178-GN-G02-Isolation stall | Roseworthy | RW | RW178 | Isolation | GN | Ground Floor | G02 | 330 | Equine Health & Performance Centre | 122 | School of Animal and Veterinary Sciences | 22.68 | Isolation stall | 4 | Ancillary Area Space Group | 404 | Ancillary Area - Animal Holding |  | Excellent | 2,679.03 | NO
Roseworthy_RW178-Isolation_Ground Floor_G03 _ Gown | RW-RW178-GN-G03 | RW178-GN-G03-Gown | Roseworthy | RW | RW178 | Isolation | GN | Ground Floor | G03 | 330 | Equine Health & Performance Centre | 122 | School of Animal and Veterinary Sciences | 2.92 | Gown | 4 | Ancillary Area Space Group | 410 | Ancillary Area - Operating Theatre Support |  | Excellent | 344.92 | NO
Roseworthy_RW178-Isolation_Ground Floor_G04 _ Prep | RW-RW178-GN-G04 | RW178-GN-G04-Prep | Roseworthy | RW | RW178 | Isolation | GN | Ground Floor | G04 | 330 | Equine Health & Performance Centre | 122 | School of Animal and Veterinary Sciences | 5.99 | Prep | 4 | Ancillary Area Space Group | 420 | Ancillary Area - Animal Holding in Controlled Temperature |  | Excellent | 707.56 | NO
Roseworthy_RW178-Isolation_Ground Floor_G05 _ Covered vestibule | RW-RW178-GN-G05 | RW178-GN-G05-Covered vestibule | Roseworthy | RW | RW178 | Isolation | GN | Ground Floor | G05 | 330 | Equine Health & Performance Centre | 122 | School of Animal and Veterinary Sciences | 32.55 | Covered vestibule | 4 | Ancillary Area Space Group | 404 | Ancillary Area - Animal Holding |  | Excellent | 3,844.91 | NO
Roseworthy_RW178-Isolation_Ground Floor_G06 _ Gown | RW-RW178-GN-G06 | RW178-GN-G06-Gown | Roseworthy | RW | RW178 | Isolation | GN | Ground Floor | G06 | 330 | Equine Health & Performance Centre | 122 | School of Animal and Veterinary Sciences | 2.92 | Gown | 4 | Ancillary Area Space Group | 410 | Ancillary Area - Operating Theatre Support |  | Excellent | 344.92 | NO
Roseworthy_RW178-Isolation_Ground Floor_G07 _ Prep | RW-RW178-GN-G07 | RW178-GN-G07-Prep | Roseworthy | RW | RW178 | Isolation | GN | Ground Floor | G07 | 330 | Equine Health & Performance Centre | 122 | School of Animal and Veterinary Sciences | 6 | Prep | 4 | Ancillary Area Space Group | 420 | Ancillary Area - Animal Holding in Controlled Temperature |  | Excellent | 708.74 | NO
Roseworthy_RW178-Isolation_Ground Floor_G08 _ Crush | RW-RW178-GN-G08 | RW178-GN-G08-Crush | Roseworthy | RW | RW178 | Isolation | GN | Ground Floor | G08 | 330 | Equine Health & Performance Centre | 122 | School of Animal and Veterinary Sciences | 22.68 | Crush | 4 | Ancillary Area Space Group | 404 | Ancillary Area - Animal Holding |  | Excellent | 2,679.03 | NO
Roseworthy_RW178-Isolation_Ground Floor_G09 _ Covered vestibule | RW-RW178-GN-G09 | RW178-GN-G09-Covered vestibule | Roseworthy | RW | RW178 | Isolation | GN | Ground Floor | G09 | 330 | Equine Health & Performance Centre | 122 | School of Animal and Veterinary Sciences | 32.53 | Covered vestibule | 4 | Ancillary Area Space Group | 404 | Ancillary Area - Animal Holding |  | Excellent | 3,842.54 | NO
Roseworthy_RW178-Isolation_Ground Floor_G10 _ Isolation stall | RW-RW178-GN-G10 | RW178-GN-G10-Isolation stall | Roseworthy | RW | RW178 | Isolation | GN | Ground Floor | G10 | 330 | Equine Health & Performance Centre | 122 | School of Animal and Veterinary Sciences | 22.68 | Isolation stall | 4 | Ancillary Area Space Group | 404 | Ancillary Area - Animal Holding |  | Excellent | 2,679.03 | NO
Roseworthy_RW178-Isolation_Ground Floor_G11 _ Gown | RW-RW178-GN-G11 | RW178-GN-G11-Gown | Roseworthy | RW | RW178 | Isolation | GN | Ground Floor | G11 | 330 | Equine Health & Performance Centre | 122 | School of Animal and Veterinary Sciences | 2.92 | Gown | 4 | Ancillary Area Space Group | 410 | Ancillary Area - Operating Theatre Support |  | Excellent | 344.92 | NO
Roseworthy_RW178-Isolation_Ground Floor_G12 _ Prep | RW-RW178-GN-G12 | RW178-GN-G12-Prep | Roseworthy | RW | RW178 | Isolation | GN | Ground Floor | G12 | 330 | Equine Health & Performance Centre | 122 | School of Animal and Veterinary Sciences | 6 | Prep | 4 | Ancillary Area Space Group | 420 | Ancillary Area - Animal Holding in Controlled Temperature |  | Excellent | 708.74 | NO
Roseworthy_RW178-Isolation_Ground Floor_G13 _ Covered vestibule | RW-RW178-GN-G13 | RW178-GN-G13-Covered vestibule | Roseworthy | RW | RW178 | Isolation | GN | Ground Floor | G13 | 330 | Equine Health & Performance Centre | 122 | School of Animal and Veterinary Sciences | 32.48 | Covered vestibule | 4 | Ancillary Area Space Group | 404 | Ancillary Area - Animal Holding |  | Excellent | 3,836.64 | NO
Roseworthy_RW178-Isolation_Ground Floor_G14 _ Gown | RW-RW178-GN-G14 | RW178-GN-G14-Gown | Roseworthy | RW | RW178 | Isolation | GN | Ground Floor | G14 | 330 | Equine Health & Performance Centre | 122 | School of Animal and Veterinary Sciences | 2.91 | Gown | 4 | Ancillary Area Space Group | 410 | Ancillary Area - Operating Theatre Support |  | Excellent | 343.74 | NO
Roseworthy_RW178-Isolation_Ground Floor_G15 _ Prep | RW-RW178-GN-G15 | RW178-GN-G15-Prep | Roseworthy | RW | RW178 | Isolation | GN | Ground Floor | G15 | 330 | Equine Health & Performance Centre | 122 | School of Animal and Veterinary Sciences | 6 | Prep | 4 | Ancillary Area Space Group | 420 | Ancillary Area - Animal Holding in Controlled Temperature |  | Excellent | 708.74 | NO
Roseworthy_RW178-Isolation_Ground Floor_G16 _ Isolation stall | RW-RW178-GN-G16 | RW178-GN-G16-Isolation stall | Roseworthy | RW | RW178 | Isolation | GN | Ground Floor | G16 | 330 | Equine Health & Performance Centre | 122 | School of Animal and Veterinary Sciences | 22.37 | Isolation stall | 4 | Ancillary Area Space Group | 404 | Ancillary Area - Animal Holding |  | Excellent | 2,642.41 | NO
Roseworthy_RW180-Plant Breeder Machinery Shed 2_Ground Floor_G1 _ Plant Breeder Mach. Shed 2 | RW-RW180-GN-G1 | RW180-GN-G1-Plant Breeder Mach. Shed 2 | Roseworthy | RW | RW180 | Plant Breeder Machinery Shed 2 | GN | Ground Floor | G1 | 99201 | Commercial - AGT | 859 | Infrastructure | 208.11 | Plant Breeder Mach. Shed 2 | 8 | Non Useable Floor Area Space Group | 807 | Non-usable - Garage/Loading bay |  | Adequate | 0.00 | NO
Roseworthy_RW181-Poly Tunnels_Ground Floor_G1 _ Poly Tunnel 1 | RW-RW181-GN-G1 | RW181-GN-G1-Poly Tunnel 1 | Roseworthy | RW | RW181 | Poly Tunnels | GN | Ground Floor | G1 | 141 | School of Agriculture, Food and Wine | 141 | School of Agriculture, Food and Wine | 160.21 | Poly Tunnel 1 | 3 | Specialist Teaching or Research Space Group | 312 | Laboratory - Research Only |  | Unknown | 0.00 | NO
Roseworthy_RW181-Poly Tunnels_Ground Floor_G2 _ Poly Tunnel 2 | RW-RW181-GN-G2 | RW181-GN-G2-Poly Tunnel 2 | Roseworthy | RW | RW181 | Poly Tunnels | GN | Ground Floor | G2 | 141 | School of Agriculture, Food and Wine | 141 | School of Agriculture, Food and Wine | 160.21 | Poly Tunnel 2 | 3 | Specialist Teaching or Research Space Group | 312 | Laboratory - Research Only |  | Unknown | 0.00 | NO
Roseworthy_RW182-Roseworthy Piggery Eco Shelter_Ground Floor_G01 _ Piggery Eco Shelter | RW-RW182-GN-G01 | RW182-GN-G01-Piggery Eco Shelter | Roseworthy | RW | RW182 | Roseworthy Piggery Eco Shelter | GN | Ground Floor | G01 | 99224 | Commercial - SunPork | 859 | Infrastructure | 300 | Piggery Eco Shelter | 4 | Ancillary Area Space Group | 404 | Ancillary Area - Animal Holding |  | Adequate | 0.00 | NO
Roseworthy_RW185-Roseworthy Piggery Eco Shelter_Ground Floor_G01 _ Piggery Eco Shelter | RW-RW185-GN-G01 | RW185-GN-G01-Piggery Eco Shelter | Roseworthy | RW | RW185 | Roseworthy Piggery Eco Shelter | GN | Ground Floor | G01 | 99224 | Commercial - SunPork | 859 | Infrastructure | 300 | Piggery Eco Shelter | 4 | Ancillary Area Space Group | 404 | Ancillary Area - Animal Holding |  | Adequate | 0.00 | NO
Roseworthy_RW186-Roseworthy Piggery Eco Shelter_Ground Floor_G01 _ Piggery Eco Shelter | RW-RW186-GN-G01 | RW186-GN-G01-Piggery Eco Shelter | Roseworthy | RW | RW186 | Roseworthy Piggery Eco Shelter | GN | Ground Floor | G01 | 99224 | Commercial - SunPork | 859 | Infrastructure | 300 | Piggery Eco Shelter | 4 | Ancillary Area Space Group | 404 | Ancillary Area - Animal Holding |  | Adequate | 0.00 | NO
Roseworthy_RW189-Roseworthy Piggery Eco Shelter_Ground Floor_G01 _ Piggery Eco Shelter | RW-RW189-GN-G01 | RW189-GN-G01-Piggery Eco Shelter | Roseworthy | RW | RW189 | Roseworthy Piggery Eco Shelter | GN | Ground Floor | G01 | 99224 | Commercial - SunPork | 859 | Infrastructure | 351.75 | Piggery Eco Shelter | 4 | Ancillary Area Space Group | 404 | Ancillary Area - Animal Holding |  | Adequate | 0.00 | NO
Roseworthy_RW190-Hay Shed - Graingers Road_Ground Floor_G01 _ Hay Shed | RW-RW190-GN-G01 | RW190-GN-G01-Hay Shed | Roseworthy | RW | RW190 | Hay Shed - Graingers Road | GN | Ground Floor | G01 | 99984 | Commercial - Martindale Holdings Pty Ltd | 859 | Infrastructure | 278.18 | Hay Shed | 4 | Ancillary Area Space Group | 404 | Ancillary Area - Animal Holding |  | Adequate | 22,353.39 | NO
Roseworthy_RW191-Pump Shed - Dam_Ground Floor_G1 _ Pump Shed - Dam | RW-RW191-GN-G1 | RW191-GN-G1-Pump Shed - Dam | Roseworthy | RW | RW191 | Pump Shed - Dam | GN | Ground Floor | G1 | 99939 | Unusable Spaces | 99939 | Unusable Spaces | 12.04 | Pump Shed - Dam | 8 | Non Useable Floor Area Space Group | 811 | Non-usable - Plant room other |  | Unknown | 0.00 | NO
Roseworthy_RW192-Pump Shed - Effluent Ponds_Ground Floor_G1 _ Pump Shed - Effluent Ponds | RW-RW192-GN-G1 | RW192-GN-G1-Pump Shed - Effluent Ponds | Roseworthy | RW | RW192 | Pump Shed - Effluent Ponds | GN | Ground Floor | G1 | 99939 | Unusable Spaces | 99939 | Unusable Spaces | 32.86 | Pump Shed - Effluent Ponds | 8 | Non Useable Floor Area Space Group | 811 | Non-usable - Plant room other |  | Unknown | 0.00 | NO
Roseworthy_RW193-Toilet - Horse Section_Ground Floor_G1 _ WC - (summary area) | RW-RW193-GN-G1 | RW193-GN-G1-WC - (summary area) | Roseworthy | RW | RW193 | Toilet - Horse Section | GN | Ground Floor | G1 | 99939 | Unusable Spaces | 99939 | Unusable Spaces | 27.45 | WC - (summary area) | 8 | Non Useable Floor Area Space Group | 835 | Non-usable - Toilets/Amenities - Other |  | Excellent | 0.00 | NO
Roseworthy_RW194-Shed - Battery Store_Ground Floor_G1 _ Solar Farm - services | RW-RW194-GN-G1 | RW194-GN-G1-Solar Farm - services | Roseworthy | RW | RW194 | Shed - Battery Store | GN | Ground Floor | G1 | 99939 | Unusable Spaces | 99939 | Unusable Spaces | 8.82 | Solar Farm - services | 8 | Non Useable Floor Area Space Group | 811 | Non-usable - Plant room other |  | Excellent | 0.00 | NO
Roseworthy_RW195-Solar Farm Services_Ground Floor_G1 _ Solar Farm - DB | RW-RW195-GN-G1 | RW195-GN-G1-Solar Farm - DB | Roseworthy | RW | RW195 | Solar Farm Services | GN | Ground Floor | G1 | 99939 | Unusable Spaces | 99939 | Unusable Spaces | 6.4 | Solar Farm - DB | 8 | Non Useable Floor Area Space Group | 813 | Non-usable - Sub-station |  | Excellent | 0.00 | NO
Roseworthy_RW196-Cattle Yard Shelter_Ground Floor_G1 _ Shelter (UCA) | RW-RW196-GN-G1 | RW196-GN-G1-Shelter (UCA) | Roseworthy | RW | RW196 | Cattle Yard Shelter | GN | Ground Floor | G1 | 99939 | Unusable Spaces | 99939 | Unusable Spaces | 184 | Shelter (UCA) | 8 | Non Useable Floor Area Space Group | 839 | Non-usable - Verandah/Balcony |  | Adequate | 0.00 | NO
Roseworthy_RW197-Shed - Solar BESS_Ground Floor_G01 _ Solar Farm - BESS | RW-RW197-GN-G01 | RW197-GN-G01-Solar Farm - BESS | Roseworthy | RW | RW197 | Shed - Solar BESS | GN | Ground Floor | G01 | 859 | Infrastructure Office | 859 | Infrastructure | 72.1 | Solar Farm - BESS | 8 | Non Useable Floor Area Space Group | 813 | Non-usable - Sub-station |  | Excellent | 0.00 | NO
Saint Andrews Hospital_SA01-Saint Andrew's Hospital_Second Floor_201 _ Classroom 1 | SA-SA01-02-201 | SA01-02-201-Classroom 1 | Saint Andrews Hospital | SA | SA01 | Saint Andrew's Hospital | 02 | Second Floor | 201 | 99956 | Faculty of Health & Medical Sciences - Shared Space | 340 | Health & Medical Sciences Faculty Office | 30.26 | Classroom 1 | 2 | Teaching Space Group | 206 | Lecture/Seminar/Tutorial/Class Room (<30) Flat Floor |  | Unknown | 0.00 | NO
Saint Andrews Hospital_SA01-Saint Andrew's Hospital_Second Floor_202 _ Computer Room | SA-SA01-02-202 | SA01-02-202-Computer Room | Saint Andrews Hospital | SA | SA01 | Saint Andrew's Hospital | 02 | Second Floor | 202 | 99956 | Faculty of Health & Medical Sciences - Shared Space | 340 | Health & Medical Sciences Faculty Office | 19.96 | Computer Room | 6 | General Facility Space Group | 629 | General Facility - Local computing/Server room |  | Unknown | 0.00 | NO
Saint Andrews Hospital_SA01-Saint Andrew's Hospital_Second Floor_203 _ Office | SA-SA01-02-203 | SA01-02-203-Office | Saint Andrews Hospital | SA | SA01 | Saint Andrew's Hospital | 02 | Second Floor | 203 | 99956 | Faculty of Health & Medical Sciences - Shared Space | 340 | Health & Medical Sciences Faculty Office | 9.8 | Office | 1 | Office Space Group | 100 | Office - Specific type not defined |  | Unknown | 0.00 | NO
Saint Andrews Hospital_SA01-Saint Andrew's Hospital_Second Floor_203A _ Office | SA-SA01-02-203A | SA01-02-203A-Office | Saint Andrews Hospital | SA | SA01 | Saint Andrew's Hospital | 02 | Second Floor | 203A | 99956 | Faculty of Health & Medical Sciences - Shared Space | 340 | Health & Medical Sciences Faculty Office | 9.85 | Office | 1 | Office Space Group | 100 | Office - Specific type not defined |  | Unknown | 0.00 | NO
Saint Andrews Hospital_SA01-Saint Andrew's Hospital_Second Floor_211 _ Classroom 3 | SA-SA01-02-211 | SA01-02-211-Classroom 3 | Saint Andrews Hospital | SA | SA01 | Saint Andrew's Hospital | 02 | Second Floor | 211 | 99956 | Faculty of Health & Medical Sciences - Shared Space | 340 | Health & Medical Sciences Faculty Office | 30.06 | Classroom 3 | 2 | Teaching Space Group | 206 | Lecture/Seminar/Tutorial/Class Room (<30) Flat Floor |  | Unknown | 0.00 | NO
Stonefield Airfield_SF01-Hangar 6_Ground Floor_G01 _ Hangar 6 | SF-SF01-GN-G01 | SF01-GN-G01-Hangar 6 | Stonefield Airfield | SF | SF01 | Hangar 6 | GN | Ground Floor | G01 | 99995 | Uni of Adelaide Sports Association | 859 | Infrastructure | 302.29 | Hangar 6 | 4 | Ancillary Area Space Group | 419 | Ancillary Area - Store Room - Generic |  | Unknown | 0.00 | NO
Stonefield Airfield_SF02-Hangar 7_Ground Floor_G01 _ Hangar 7 | SF-SF02-GN-G01 | SF02-GN-G01-Hangar 7 | Stonefield Airfield | SF | SF02 | Hangar 7 | GN | Ground Floor | G01 | 99995 | Uni of Adelaide Sports Association | 859 | Infrastructure | 156.72 | Hangar 7 | 4 | Ancillary Area Space Group | 419 | Ancillary Area - Store Room - Generic |  | Unknown | 0.00 | NO
Stonefield Airfield_SF03-Gliding Club House_Ground Floor_G01 _ Club House | SF-SF03-GN-G01 | SF03-GN-G01-Club House | Stonefield Airfield | SF | SF03 | Gliding Club House | GN | Ground Floor | G01 | 99995 | Uni of Adelaide Sports Association | 859 | Infrastructure | 82.37 | Club House | 6 | General Facility Space Group | 600 | General Facility - Specific type not defined |  | Unknown | 0.00 | NO
Stonefield Airfield_SF04-Bunk House_Ground Floor_G01 _ Bunk House | SF-SF04-GN-G01 | SF04-GN-G01-Bunk House | Stonefield Airfield | SF | SF04 | Bunk House | GN | Ground Floor | G01 | 99995 | Uni of Adelaide Sports Association | 859 | Infrastructure | 51.52 | Bunk House | 6 | General Facility Space Group | 600 | General Facility - Specific type not defined |  | Unknown | 0.00 | NO
Singapore_SI01-Teochew Building Singapore_Third Floor_03.00 _ Student Lounge | SI-SI01-03-03.00 | SI01-03-03.00-Student Lounge | Singapore | SI | SI01 | Teochew Building Singapore | 03 | Third Floor | 03.00 | 99996 | Vacant | 859 | Infrastructure | 120.1 | Student Lounge | 6 | General Facility Space Group | 606 | General Facility - Common Room Student access |  | Unknown | 0.00 | NO
Singapore_SI01-Teochew Building Singapore_Third Floor_03.01A _ Lecture Room | SI-SI01-03-03.01A | SI01-03-03.01A-Lecture Room | Singapore | SI | SI01 | Teochew Building Singapore | 03 | Third Floor | 03.01A | 99996 | Vacant | 859 | Infrastructure | 125.3 | Lecture Room | 2 | Teaching Space Group | 205 | Lecture/Seminar/Tutorial/Class Room (31 to 69) Flat Floor |  | Unknown | 0.00 | NO
Singapore_SI01-Teochew Building Singapore_Third Floor_03.01B _ Lecture Room | SI-SI01-03-03.01B | SI01-03-03.01B-Lecture Room | Singapore | SI | SI01 | Teochew Building Singapore | 03 | Third Floor | 03.01B | 99996 | Vacant | 859 | Infrastructure | 61.54 | Lecture Room | 2 | Teaching Space Group | 206 | Lecture/Seminar/Tutorial/Class Room (<30) Flat Floor |  | Unknown | 0.00 | NO
Singapore_SI01-Teochew Building Singapore_Third Floor_03.02 _ Meeting | SI-SI01-03-03.02 | SI01-03-03.02-Meeting | Singapore | SI | SI01 | Teochew Building Singapore | 03 | Third Floor | 03.02 | 99996 | Vacant | 859 | Infrastructure | 29.74 | Meeting | 6 | General Facility Space Group | 601 | General Facility - Committee/Conference/Meeting room |  | Unknown | 0.00 | NO
Singapore_SI01-Teochew Building Singapore_Third Floor_03.03 _ Tutorial | SI-SI01-03-03.03 | SI01-03-03.03-Tutorial | Singapore | SI | SI01 | Teochew Building Singapore | 03 | Third Floor | 03.03 | 99996 | Vacant | 859 | Infrastructure | 28.97 | Tutorial | 2 | Teaching Space Group | 206 | Lecture/Seminar/Tutorial/Class Room (<30) Flat Floor |  | Unknown | 0.00 | NO
Singapore_SI01-Teochew Building Singapore_Third Floor_03.04 _ Tutorial | SI-SI01-03-03.04 | SI01-03-03.04-Tutorial | Singapore | SI | SI01 | Teochew Building Singapore | 03 | Third Floor | 03.04 | 99996 | Vacant | 859 | Infrastructure | 28.95 | Tutorial | 2 | Teaching Space Group | 206 | Lecture/Seminar/Tutorial/Class Room (<30) Flat Floor |  | Unknown | 0.00 | NO
Singapore_SI01-Teochew Building Singapore_Third Floor_03.05 _ Lecture Room | SI-SI01-03-03.05 | SI01-03-03.05-Lecture Room | Singapore | SI | SI01 | Teochew Building Singapore | 03 | Third Floor | 03.05 | 99996 | Vacant | 859 | Infrastructure | 28.97 | Lecture Room | 2 | Teaching Space Group | 206 | Lecture/Seminar/Tutorial/Class Room (<30) Flat Floor |  | Unknown | 0.00 | NO
Singapore_SI01-Teochew Building Singapore_Third Floor_03.06 _ Tutorial | SI-SI01-03-03.06 | SI01-03-03.06-Tutorial | Singapore | SI | SI01 | Teochew Building Singapore | 03 | Third Floor | 03.06 | 99996 | Vacant | 859 | Infrastructure | 28.95 | Tutorial | 2 | Teaching Space Group | 206 | Lecture/Seminar/Tutorial/Class Room (<30) Flat Floor |  | Unknown | 0.00 | NO
Singapore_SI01-Teochew Building Singapore_Third Floor_03.07A _ Lecture Room | SI-SI01-03-03.07A | SI01-03-03.07A-Lecture Room | Singapore | SI | SI01 | Teochew Building Singapore | 03 | Third Floor | 03.07A | 99996 | Vacant | 859 | Infrastructure | 124.08 | Lecture Room | 2 | Teaching Space Group | 205 | Lecture/Seminar/Tutorial/Class Room (31 to 69) Flat Floor |  | Unknown | 0.00 | NO
Singapore_SI01-Teochew Building Singapore_Third Floor_03.07B _ Lecture Room | SI-SI01-03-03.07B | SI01-03-03.07B-Lecture Room | Singapore | SI | SI01 | Teochew Building Singapore | 03 | Third Floor | 03.07B | 99996 | Vacant | 859 | Infrastructure | 61.58 | Lecture Room | 2 | Teaching Space Group | 206 | Lecture/Seminar/Tutorial/Class Room (<30) Flat Floor |  | Unknown | 0.00 | NO
Singapore_SI01-Teochew Building Singapore_Third Floor_03.08 _ Meeting | SI-SI01-03-03.08 | SI01-03-03.08-Meeting | Singapore | SI | SI01 | Teochew Building Singapore | 03 | Third Floor | 03.08 | 99996 | Vacant | 859 | Infrastructure | 29.74 | Meeting | 6 | General Facility Space Group | 601 | General Facility - Committee/Conference/Meeting room |  | Unknown | 0.00 | NO
Singapore_SI01-Teochew Building Singapore_Third Floor_03.09 _ Tutorial | SI-SI01-03-03.09 | SI01-03-03.09-Tutorial | Singapore | SI | SI01 | Teochew Building Singapore | 03 | Third Floor | 03.09 | 99996 | Vacant | 859 | Infrastructure | 28.97 | Tutorial | 2 | Teaching Space Group | 206 | Lecture/Seminar/Tutorial/Class Room (<30) Flat Floor |  | Unknown | 0.00 | NO
Singapore_SI01-Teochew Building Singapore_Third Floor_03.10 _ Office - Lecturer | SI-SI01-03-03.10 | SI01-03-03.10-Office - Lecturer | Singapore | SI | SI01 | Teochew Building Singapore | 03 | Third Floor | 03.10 | 99996 | Vacant | 859 | Infrastructure | 19.71 | Office - Lecturer | 1 | Office Space Group | 101 | Office - Academic Staff |  | Unknown | 0.00 | NO
Singapore_SI01-Teochew Building Singapore_Third Floor_03.11 _ Lecture Room | SI-SI01-03-03.11 | SI01-03-03.11-Lecture Room | Singapore | SI | SI01 | Teochew Building Singapore | 03 | Third Floor | 03.11 | 99996 | Vacant | 859 | Infrastructure | 76.61 | Lecture Room | 2 | Teaching Space Group | 205 | Lecture/Seminar/Tutorial/Class Room (31 to 69) Flat Floor |  | Unknown | 0.00 | NO
Singapore_SI01-Teochew Building Singapore_Fourth Floor_04.00 _ Student Lounge | SI-SI01-04-04.00 | SI01-04-04.00-Student Lounge | Singapore | SI | SI01 | Teochew Building Singapore | 04 | Fourth Floor | 04.00 | 99996 | Vacant | 859 | Infrastructure | 183.61 | Student Lounge | 6 | General Facility Space Group | 606 | General Facility - Common Room Student access |  | Unknown | 0.00 | NO
Singapore_SI01-Teochew Building Singapore_Fourth Floor_04.01 _ Office - General | SI-SI01-04-04.01 | SI01-04-04.01-Office - General | Singapore | SI | SI01 | Teochew Building Singapore | 04 | Fourth Floor | 04.01 | 99996 | Vacant | 859 | Infrastructure | 121.71 | Office - General | 1 | Office Space Group | 108 | Office - Professional/General Staff |  | Unknown | 0.00 | NO
Singapore_SI01-Teochew Building Singapore_Fourth Floor_04.03 _ Lecture Room | SI-SI01-04-04.03 | SI01-04-04.03-Lecture Room | Singapore | SI | SI01 | Teochew Building Singapore | 04 | Fourth Floor | 04.03 | 99996 | Vacant | 859 | Infrastructure | 59.77 | Lecture Room | 2 | Teaching Space Group | 206 | Lecture/Seminar/Tutorial/Class Room (<30) Flat Floor |  | Unknown | 0.00 | NO
Singapore_SI01-Teochew Building Singapore_Fourth Floor_04.04 _ Office - Student Services | SI-SI01-04-04.04 | SI01-04-04.04-Office - Student Services | Singapore | SI | SI01 | Teochew Building Singapore | 04 | Fourth Floor | 04.04 | 99996 | Vacant | 859 | Infrastructure | 29.74 | Office - Student Services | 1 | Office Space Group | 108 | Office - Professional/General Staff |  | Unknown | 0.00 | NO
Singapore_SI01-Teochew Building Singapore_Fourth Floor_04.05 _ Meeting | SI-SI01-04-04.05 | SI01-04-04.05-Meeting | Singapore | SI | SI01 | Teochew Building Singapore | 04 | Fourth Floor | 04.05 | 99996 | Vacant | 859 | Infrastructure | 28.97 | Meeting | 6 | General Facility Space Group | 601 | General Facility - Committee/Conference/Meeting room |  | Unknown | 0.00 | NO
Singapore_SI01-Teochew Building Singapore_Fourth Floor_04.06 _ Tutorial | SI-SI01-04-04.06 | SI01-04-04.06-Tutorial | Singapore | SI | SI01 | Teochew Building Singapore | 04 | Fourth Floor | 04.06 | 99996 | Vacant | 859 | Infrastructure | 28.95 | Tutorial | 2 | Teaching Space Group | 206 | Lecture/Seminar/Tutorial/Class Room (<30) Flat Floor |  | Unknown | 0.00 | NO
Singapore_SI01-Teochew Building Singapore_Fourth Floor_04.07 _ Tutorial | SI-SI01-04-04.07 | SI01-04-04.07-Tutorial | Singapore | SI | SI01 | Teochew Building Singapore | 04 | Fourth Floor | 04.07 | 99996 | Vacant | 859 | Infrastructure | 28.97 | Tutorial | 2 | Teaching Space Group | 206 | Lecture/Seminar/Tutorial/Class Room (<30) Flat Floor |  | Unknown | 0.00 | NO
Singapore_SI01-Teochew Building Singapore_Fourth Floor_04.09 _ Computer Laboratory | SI-SI01-04-04.09 | SI01-04-04.09-Computer Laboratory | Singapore | SI | SI01 | Teochew Building Singapore | 04 | Fourth Floor | 04.09 | 99996 | Vacant | 859 | Infrastructure | 122.05 | Computer Laboratory | 3 | Specialist Teaching or Research Space Group | 310 | Laboratory - Computing - Open Access |  | Unknown | 0.00 | NO
Singapore_SI01-Teochew Building Singapore_Fourth Floor_04.10 _ Server Room | SI-SI01-04-04.10 | SI01-04-04.10-Server Room | Singapore | SI | SI01 | Teochew Building Singapore | 04 | Fourth Floor | 04.10 | 99996 | Vacant | 859 | Infrastructure | 15.42 | Server Room | 8 | Non Useable Floor Area Space Group | 815 | Non-usable - Switch room |  | Unknown | 0.00 | NO
Singapore_SI01-Teochew Building Singapore_Fourth Floor_04.11 _ Lecture Room | SI-SI01-04-04.11 | SI01-04-04.11-Lecture Room | Singapore | SI | SI01 | Teochew Building Singapore | 04 | Fourth Floor | 04.11 | 99996 | Vacant | 859 | Infrastructure | 58.03 | Lecture Room | 2 | Teaching Space Group | 206 | Lecture/Seminar/Tutorial/Class Room (<30) Flat Floor |  | Unknown | 0.00 | NO
Singapore_SI01-Teochew Building Singapore_Fourth Floor_04.12 _ Meeting | SI-SI01-04-04.12 | SI01-04-04.12-Meeting | Singapore | SI | SI01 | Teochew Building Singapore | 04 | Fourth Floor | 04.12 | 99996 | Vacant | 859 | Infrastructure | 29.74 | Meeting | 6 | General Facility Space Group | 601 | General Facility - Committee/Conference/Meeting room |  | Unknown | 0.00 | NO
Singapore_SI01-Teochew Building Singapore_Fourth Floor_04.13 _ Study Room | SI-SI01-04-04.13 | SI01-04-04.13-Study Room | Singapore | SI | SI01 | Teochew Building Singapore | 04 | Fourth Floor | 04.13 | 99996 | Vacant | 859 | Infrastructure | 28.97 | Study Room | 5 | Library, IT and Learning Space Group | 502 | Library and Learning - Small group study room |  | Unknown | 0.00 | NO
Singapore_SI01-Teochew Building Singapore_Fourth Floor_04.14 _ Lecture Room | SI-SI01-04-04.14 | SI01-04-04.14-Lecture Room | Singapore | SI | SI01 | Teochew Building Singapore | 04 | Fourth Floor | 04.14 | 99996 | Vacant | 859 | Infrastructure | 77.21 | Lecture Room | 2 | Teaching Space Group | 205 | Lecture/Seminar/Tutorial/Class Room (31 to 69) Flat Floor |  | Unknown | 0.00 | NO
Singapore_SI01-Teochew Building Singapore_Fourth Floor_04.15A _ Lecture Room | SI-SI01-04-04.15A | SI01-04-04.15A-Lecture Room | Singapore | SI | SI01 | Teochew Building Singapore | 04 | Fourth Floor | 04.15A | 99996 | Vacant | 859 | Infrastructure | 29 | Lecture Room | 2 | Teaching Space Group | 206 | Lecture/Seminar/Tutorial/Class Room (<30) Flat Floor |  | Unknown | 0.00 | NO
Singapore_SI01-Teochew Building Singapore_Fourth Floor_04.15B _ Lecture Room | SI-SI01-04-04.15B | SI01-04-04.15B-Lecture Room | Singapore | SI | SI01 | Teochew Building Singapore | 04 | Fourth Floor | 04.15B | 99996 | Vacant | 859 | Infrastructure | 29.2 | Lecture Room | 2 | Teaching Space Group | 205 | Lecture/Seminar/Tutorial/Class Room (31 to 69) Flat Floor |  | Unknown | 0.00 | NO
Singapore_SI01-Teochew Building Singapore_Fourth Floor_04.15C _ Lecture Room | SI-SI01-04-04.15C | SI01-04-04.15C-Lecture Room | Singapore | SI | SI01 | Teochew Building Singapore | 04 | Fourth Floor | 04.15C | 99996 | Vacant | 859 | Infrastructure | 28.74 | Lecture Room | 2 | Teaching Space Group | 206 | Lecture/Seminar/Tutorial/Class Room (<30) Flat Floor |  | Unknown | 0.00 | NO
Singapore_SI01-Teochew Building Singapore_Fourth Floor_04.15D _ Lecture Room | SI-SI01-04-04.15D | SI01-04-04.15D-Lecture Room | Singapore | SI | SI01 | Teochew Building Singapore | 04 | Fourth Floor | 04.15D | 99996 | Vacant | 859 | Infrastructure | 27.52 | Lecture Room | 2 | Teaching Space Group | 205 | Lecture/Seminar/Tutorial/Class Room (31 to 69) Flat Floor |  | Unknown | 0.00 | NO
Singapore_SI01-Teochew Building Singapore_Fourth Floor_04.16A _ Lecture Room | SI-SI01-04-04.16A | SI01-04-04.16A-Lecture Room | Singapore | SI | SI01 | Teochew Building Singapore | 04 | Fourth Floor | 04.16A | 99996 | Vacant | 859 | Infrastructure | 28.97 | Lecture Room | 2 | Teaching Space Group | 206 | Lecture/Seminar/Tutorial/Class Room (<30) Flat Floor |  | Unknown | 0.00 | NO
Singapore_SI01-Teochew Building Singapore_Fourth Floor_04.16B _ Lecture Room | SI-SI01-04-04.16B | SI01-04-04.16B-Lecture Room | Singapore | SI | SI01 | Teochew Building Singapore | 04 | Fourth Floor | 04.16B | 99996 | Vacant | 859 | Infrastructure | 28.18 | Lecture Room | 2 | Teaching Space Group | 206 | Lecture/Seminar/Tutorial/Class Room (<30) Flat Floor |  | Unknown | 0.00 | NO
Singapore_SI01-Teochew Building Singapore_Fourth Floor_04.17 _ Study Room | SI-SI01-04-04.17 | SI01-04-04.17-Study Room | Singapore | SI | SI01 | Teochew Building Singapore | 04 | Fourth Floor | 04.17 | 99996 | Vacant | 859 | Infrastructure | 30.87 | Study Room | 5 | Library, IT and Learning Space Group | 502 | Library and Learning - Small group study room |  | Unknown | 0.00 | NO
Singapore_SI01-Teochew Building Singapore_Fifth Floor_05.00 _ Lecture Room | SI-SI01-05-05.00 | SI01-05-05.00-Lecture Room | Singapore | SI | SI01 | Teochew Building Singapore | 05 | Fifth Floor | 05.00 | 99996 | Vacant | 859 | Infrastructure | 146.3 | Lecture Room | 2 | Teaching Space Group | 205 | Lecture/Seminar/Tutorial/Class Room (31 to 69) Flat Floor |  | Unknown | 0.00 | NO
Singapore_SI01-Teochew Building Singapore_Sixth Floor_06.00 _ Lecture Room | SI-SI01-06-06.00 | SI01-06-06.00-Lecture Room | Singapore | SI | SI01 | Teochew Building Singapore | 06 | Sixth Floor | 06.00 | 99996 | Vacant | 859 | Infrastructure | 117.97 | Lecture Room | 2 | Teaching Space Group | 205 | Lecture/Seminar/Tutorial/Class Room (31 to 69) Flat Floor |  | Unknown | 0.00 | NO
Thebarton_TB10-Garage Building_Ground Floor_G1 _ Store Joint Lease | TB-TB10-GN-G1 | TB10-GN-G1-Store Joint Lease | Thebarton | TB | TB10 | Garage Building | GN | Ground Floor | G1 | 859 | Infrastructure Office | 859 | Infrastructure | 31.11 | Store Joint Lease | 4 | Ancillary Area Space Group | 419 | Ancillary Area - Store Room - Generic |  | Barely Adequate | 3,085.55 | NO
Thebarton_TB10-Garage Building_Ground Floor_G2 _ Store | TB-TB10-GN-G2 | TB10-GN-G2-Store | Thebarton | TB | TB10 | Garage Building | GN | Ground Floor | G2 | 859 | Infrastructure Office | 859 | Infrastructure | 12.81 | Store | 4 | Ancillary Area Space Group | 419 | Ancillary Area - Store Room - Generic |  | Barely Adequate | 1,270.52 | NO
Thebarton_TB15-Milne Gilbey Patterson_First Floor_1.0 _ Stair (26) | TB-TB15-01-1.0 | TB15-01-1.0-Stair (26) | Thebarton | TB | TB15 | Milne Gilbey Patterson | 01 | First Floor | 1.0 | 99967 | University Vacated | 99939 | Unusable Spaces | 7.93 | Stair (26) | 8 | Non Useable Floor Area Space Group | 805 | Non-usable - Circulation space |  | Unknown | 0.00 | NO
Thebarton_TB15-Milne Gilbey Patterson_First Floor_1.1 _ Office (26) | TB-TB15-01-1.1 | TB15-01-1.1-Office (26) | Thebarton | TB | TB15 | Milne Gilbey Patterson | 01 | First Floor | 1.1 | 99967 | University Vacated | 99939 | Unusable Spaces | 55.17 | Office (26) | 1 | Office Space Group | 101 | Office - Academic Staff |  | Adequate | 6,477.12 | NO
Thebarton_TB15-Milne Gilbey Patterson_First Floor_1.2 _ WC - M (26) | TB-TB15-01-1.2 | TB15-01-1.2-WC - M (26) | Thebarton | TB | TB15 | Milne Gilbey Patterson | 01 | First Floor | 1.2 | 99967 | University Vacated | 99939 | Unusable Spaces | 9.08 | WC - M (26) | 8 | Non Useable Floor Area Space Group | 821 | Non-usable - Toilets/Amenities - Male |  | Unknown | 0.00 | NO
Thebarton_TB15-Milne Gilbey Patterson_First Floor_1.3 _ Laboratory(26) | TB-TB15-01-1.3 | TB15-01-1.3-Laboratory(26) | Thebarton | TB | TB15 | Milne Gilbey Patterson | 01 | First Floor | 1.3 | 99967 | University Vacated | 99939 | Unusable Spaces | 8.31 | Laboratory(26) | 3 | Specialist Teaching or Research Space Group | 300 | Laboratory - Specialist teaching and research - type not defined |  | Adequate | 1,297.57 | NO
Thebarton_TB15-Milne Gilbey Patterson_First Floor_1.4 _ Laboratory(26) | TB-TB15-01-1.4 | TB15-01-1.4-Laboratory(26) | Thebarton | TB | TB15 | Milne Gilbey Patterson | 01 | First Floor | 1.4 | 99967 | University Vacated | 99939 | Unusable Spaces | 5.02 | Laboratory(26) | 3 | Specialist Teaching or Research Space Group | 300 | Laboratory - Specialist teaching and research - type not defined |  | Adequate | 783.85 | NO
Thebarton_TB15-Milne Gilbey Patterson_First Floor_1.5 _ Lunchroom (26) | TB-TB15-01-1.5 | TB15-01-1.5-Lunchroom (26) | Thebarton | TB | TB15 | Milne Gilbey Patterson | 01 | First Floor | 1.5 | 99967 | University Vacated | 99939 | Unusable Spaces | 9.06 | Lunchroom (26) | 6 | General Facility Space Group | 608 | General Facility - Kitchen/Servery/Food Storage |  | Adequate | 1,191.31 | NO
Thebarton_TB15-Milne Gilbey Patterson_First Floor_1.6 _ WC - F (26) | TB-TB15-01-1.6 | TB15-01-1.6-WC - F (26) | Thebarton | TB | TB15 | Milne Gilbey Patterson | 01 | First Floor | 1.6 | 99967 | University Vacated | 99939 | Unusable Spaces | 6.03 | WC - F (26) | 8 | Non Useable Floor Area Space Group | 820 | Non-usable - Toilets/Amenities - Female |  | Unknown | 0.00 | NO
Thebarton_TB15-Milne Gilbey Patterson_First Floor_M1 _ Store Soniclean | TB-TB15-01-M1 | TB15-01-M1-Store Soniclean | Thebarton | TB | TB15 | Milne Gilbey Patterson | 01 | First Floor | M1 | 99967 | University Vacated | 99939 | Unusable Spaces | 51.54 | Store Soniclean | 4 | Ancillary Area Space Group | 419 | Ancillary Area - Store Room - Generic |  | Adequate | 5,324.84 | NO
Thebarton_TB15-Milne Gilbey Patterson_First Floor_M1A _ Stair - Soniclean | TB-TB15-01-M1A | TB15-01-M1A-Stair - Soniclean | Thebarton | TB | TB15 | Milne Gilbey Patterson | 01 | First Floor | M1A | 99967 | University Vacated | 99939 | Unusable Spaces | 6.35 | Stair - Soniclean | 8 | Non Useable Floor Area Space Group | 805 | Non-usable - Circulation space |  | Adequate | 0.00 | NO
Thebarton_TB15-Milne Gilbey Patterson_First Floor_M2 _ Landing (26) | TB-TB15-01-M2 | TB15-01-M2-Landing (26) | Thebarton | TB | TB15 | Milne Gilbey Patterson | 01 | First Floor | M2 | 99967 | University Vacated | 99939 | Unusable Spaces | 4.39 | Landing (26) | 8 | Non Useable Floor Area Space Group | 805 | Non-usable - Circulation space |  | Unknown | 0.00 | NO
Thebarton_TB15-Milne Gilbey Patterson_First Floor_M2A _ Stair - (MPL)(26) | TB-TB15-01-M2A | TB15-01-M2A-Stair - (MPL)(26) | Thebarton | TB | TB15 | Milne Gilbey Patterson | 01 | First Floor | M2A | 99967 | University Vacated | 99939 | Unusable Spaces | 33.25 | Stair - (MPL)(26) | 8 | Non Useable Floor Area Space Group | 805 | Non-usable - Circulation space |  | Adequate | 0.00 | NO
Thebarton_TB15-Milne Gilbey Patterson_First Floor_M2B _ Store (26) | TB-TB15-01-M2B | TB15-01-M2B-Store (26) | Thebarton | TB | TB15 | Milne Gilbey Patterson | 01 | First Floor | M2B | 99967 | University Vacated | 99939 | Unusable Spaces | 31.46 | Store (26) | 4 | Ancillary Area Space Group | 419 | Ancillary Area - Store Room - Generic |  | Unknown | 0.00 | NO
Thebarton_TB15-Milne Gilbey Patterson_First Floor_M3 _ F&C Technology(24) | TB-TB15-01-M3 | TB15-01-M3-F&C Technology(24) | Thebarton | TB | TB15 | Milne Gilbey Patterson | 01 | First Floor | M3 | 99967 | University Vacated | 99939 | Unusable Spaces | 122.37 | F&C Technology(24) | 6 | General Facility Space Group | 600 | General Facility - Specific type not defined |  | Adequate | 16,090.60 | NO
Thebarton_TB15-Milne Gilbey Patterson_First Floor_M3A _ Stair | TB-TB15-01-M3A | TB15-01-M3A-Stair | Thebarton | TB | TB15 | Milne Gilbey Patterson | 01 | First Floor | M3A | 99967 | University Vacated | 99939 | Unusable Spaces | 2.52 | Stair | 8 | Non Useable Floor Area Space Group | 805 | Non-usable - Circulation space |  | Unknown | 0.00 | NO
Thebarton_TB15-Milne Gilbey Patterson_Ground Floor_G0 _ A/L | TB-TB15-GN-G0 | TB15-GN-G0-A/L | Thebarton | TB | TB15 | Milne Gilbey Patterson | GN | Ground Floor | G0 | 99967 | University Vacated | 99939 | Unusable Spaces | 1.74 | A/L | 8 | Non Useable Floor Area Space Group | 835 | Non-usable - Toilets/Amenities - Other |  | Unknown | 0.00 | NO
Thebarton_TB15-Milne Gilbey Patterson_Ground Floor_G1 _ Foyer - MPL(26) | TB-TB15-GN-G1 | TB15-GN-G1-Foyer - MPL(26) | Thebarton | TB | TB15 | Milne Gilbey Patterson | GN | Ground Floor | G1 | 99967 | University Vacated | 99939 | Unusable Spaces | 18.31 | Foyer - MPL(26) | 8 | Non Useable Floor Area Space Group | 805 | Non-usable - Circulation space |  | Adequate | 0.00 | NO
Thebarton_TB15-Milne Gilbey Patterson_Ground Floor_G10 _ Corr. | TB-TB15-GN-G10 | TB15-GN-G10-Corr. | Thebarton | TB | TB15 | Milne Gilbey Patterson | GN | Ground Floor | G10 | 99967 | University Vacated | 99939 | Unusable Spaces | 82.14 | Corr. | 8 | Non Useable Floor Area Space Group | 805 | Non-usable - Circulation space |  | Unknown | 0.00 | NO
Thebarton_TB15-Milne Gilbey Patterson_Ground Floor_G10A _ Stair (25) | TB-TB15-GN-G10A | TB15-GN-G10A-Stair (25) | Thebarton | TB | TB15 | Milne Gilbey Patterson | GN | Ground Floor | G10A | 99967 | University Vacated | 99939 | Unusable Spaces | 4.8 | Stair (25) | 8 | Non Useable Floor Area Space Group | 805 | Non-usable - Circulation space |  | Unknown | 0.00 | NO
Thebarton_TB15-Milne Gilbey Patterson_Ground Floor_G10B _ Stair | TB-TB15-GN-G10B | TB15-GN-G10B-Stair | Thebarton | TB | TB15 | Milne Gilbey Patterson | GN | Ground Floor | G10B | 99967 | University Vacated | 99939 | Unusable Spaces | 4.25 | Stair | 8 | Non Useable Floor Area Space Group | 805 | Non-usable - Circulation space |  | Unknown | 0.00 | NO
Thebarton_TB15-Milne Gilbey Patterson_Ground Floor_G11 _ Waiting | TB-TB15-GN-G11 | TB15-GN-G11-Waiting | Thebarton | TB | TB15 | Milne Gilbey Patterson | GN | Ground Floor | G11 | 99967 | University Vacated | 99939 | Unusable Spaces | 17.1 | Waiting | 6 | General Facility Space Group | 623 | General Facility - Waiting Area/Foyer/Reception Area |  | Adequate | 2,248.50 | NO
Thebarton_TB15-Milne Gilbey Patterson_Ground Floor_G12 _ Staff Room | TB-TB15-GN-G12 | TB15-GN-G12-Staff Room | Thebarton | TB | TB15 | Milne Gilbey Patterson | GN | Ground Floor | G12 | 99967 | University Vacated | 99939 | Unusable Spaces | 11.38 | Staff Room | 6 | General Facility Space Group | 607 | General Facility - Cafeteria/Refectory/Canteen/Dining Room |  | Adequate | 1,496.37 | NO
Thebarton_TB15-Milne Gilbey Patterson_Ground Floor_G12A _ Tea Point | TB-TB15-GN-G12A | TB15-GN-G12A-Tea Point | Thebarton | TB | TB15 | Milne Gilbey Patterson | GN | Ground Floor | G12A | 99967 | University Vacated | 99939 | Unusable Spaces | 3.86 | Tea Point | 6 | General Facility Space Group | 608 | General Facility - Kitchen/Servery/Food Storage |  | Adequate | 507.56 | NO
Thebarton_TB15-Milne Gilbey Patterson_Ground Floor_G13 _ Copier Room | TB-TB15-GN-G13 | TB15-GN-G13-Copier Room | Thebarton | TB | TB15 | Milne Gilbey Patterson | GN | Ground Floor | G13 | 99967 | University Vacated | 99939 | Unusable Spaces | 5 | Copier Room | 6 | General Facility Space Group | 603 | General Facility - Resource room |  | Adequate | 657.46 | NO
Thebarton_TB15-Milne Gilbey Patterson_Ground Floor_G14 _ Corr. | TB-TB15-GN-G14 | TB15-GN-G14-Corr. | Thebarton | TB | TB15 | Milne Gilbey Patterson | GN | Ground Floor | G14 | 99967 | University Vacated | 99939 | Unusable Spaces | 29.25 | Corr. | 8 | Non Useable Floor Area Space Group | 805 | Non-usable - Circulation space |  | Adequate | 0.00 | NO
Thebarton_TB15-Milne Gilbey Patterson_Ground Floor_G14A _ Office 8 | TB-TB15-GN-G14A | TB15-GN-G14A-Office 8 | Thebarton | TB | TB15 | Milne Gilbey Patterson | GN | Ground Floor | G14A | 99967 | University Vacated | 99939 | Unusable Spaces | 10.85 | Office 8 | 1 | Office Space Group | 101 | Office - Academic Staff |  | Adequate | 1,273.82 | NO
Thebarton_TB15-Milne Gilbey Patterson_Ground Floor_G14B _ Office 7 | TB-TB15-GN-G14B | TB15-GN-G14B-Office 7 | Thebarton | TB | TB15 | Milne Gilbey Patterson | GN | Ground Floor | G14B | 99967 | University Vacated | 99939 | Unusable Spaces | 11.35 | Office 7 | 1 | Office Space Group | 101 | Office - Academic Staff |  | Adequate | 1,332.52 | NO
Thebarton_TB15-Milne Gilbey Patterson_Ground Floor_G14C _ Office 6 | TB-TB15-GN-G14C | TB15-GN-G14C-Office 6 | Thebarton | TB | TB15 | Milne Gilbey Patterson | GN | Ground Floor | G14C | 99967 | University Vacated | 99939 | Unusable Spaces | 12.61 | Office 6 | 1 | Office Space Group | 101 | Office - Academic Staff |  | Adequate | 1,480.45 | NO
Thebarton_TB15-Milne Gilbey Patterson_Ground Floor_G14D _ Office 4 | TB-TB15-GN-G14D | TB15-GN-G14D-Office 4 | Thebarton | TB | TB15 | Milne Gilbey Patterson | GN | Ground Floor | G14D | 99967 | University Vacated | 99939 | Unusable Spaces | 12.96 | Office 4 | 1 | Office Space Group | 101 | Office - Academic Staff |  | Adequate | 1,521.54 | NO
Thebarton_TB15-Milne Gilbey Patterson_Ground Floor_G14E _ Office 3 | TB-TB15-GN-G14E | TB15-GN-G14E-Office 3 | Thebarton | TB | TB15 | Milne Gilbey Patterson | GN | Ground Floor | G14E | 99967 | University Vacated | 99939 | Unusable Spaces | 13.5 | Office 3 | 1 | Office Space Group | 101 | Office - Academic Staff |  | Adequate | 1,584.94 | NO
Thebarton_TB15-Milne Gilbey Patterson_Ground Floor_G14F _ Office 2 | TB-TB15-GN-G14F | TB15-GN-G14F-Office 2 | Thebarton | TB | TB15 | Milne Gilbey Patterson | GN | Ground Floor | G14F | 99967 | University Vacated | 99939 | Unusable Spaces | 13.5 | Office 2 | 1 | Office Space Group | 101 | Office - Academic Staff |  | Adequate | 1,584.94 | NO
Thebarton_TB15-Milne Gilbey Patterson_Ground Floor_G14G _ Office 1 | TB-TB15-GN-G14G | TB15-GN-G14G-Office 1 | Thebarton | TB | TB15 | Milne Gilbey Patterson | GN | Ground Floor | G14G | 99967 | University Vacated | 99939 | Unusable Spaces | 13.5 | Office 1 | 1 | Office Space Group | 101 | Office - Academic Staff |  | Adequate | 1,584.94 | NO
Thebarton_TB15-Milne Gilbey Patterson_Ground Floor_G15 _ Office (25) | TB-TB15-GN-G15 | TB15-GN-G15-Office (25) | Thebarton | TB | TB15 | Milne Gilbey Patterson | GN | Ground Floor | G15 | 99967 | University Vacated | 99939 | Unusable Spaces | 29.36 | Office (25) | 1 | Office Space Group | 101 | Office - Academic Staff |  | Adequate | 3,446.95 | NO
Thebarton_TB15-Milne Gilbey Patterson_Ground Floor_G16 _ Office | TB-TB15-GN-G16 | TB15-GN-G16-Office | Thebarton | TB | TB15 | Milne Gilbey Patterson | GN | Ground Floor | G16 | 99967 | University Vacated | 99939 | Unusable Spaces | 31.93 | Office | 1 | Office Space Group | 101 | Office - Academic Staff |  | Adequate | 3,748.68 | NO
Thebarton_TB15-Milne Gilbey Patterson_Ground Floor_G16A _ Store | TB-TB15-GN-G16A | TB15-GN-G16A-Store | Thebarton | TB | TB15 | Milne Gilbey Patterson | GN | Ground Floor | G16A | 99967 | University Vacated | 99939 | Unusable Spaces | 6 | Store | 4 | Ancillary Area Space Group | 419 | Ancillary Area - Store Room - Generic |  | Adequate | 619.89 | NO
Thebarton_TB15-Milne Gilbey Patterson_Ground Floor_G17 _ Office 5 | TB-TB15-GN-G17 | TB15-GN-G17-Office 5 | Thebarton | TB | TB15 | Milne Gilbey Patterson | GN | Ground Floor | G17 | 99967 | University Vacated | 99939 | Unusable Spaces | 14.41 | Office 5 | 1 | Office Space Group | 101 | Office - Academic Staff |  | Adequate | 1,691.78 | NO
Thebarton_TB15-Milne Gilbey Patterson_Ground Floor_G18 _ Reception | TB-TB15-GN-G18 | TB15-GN-G18-Reception | Thebarton | TB | TB15 | Milne Gilbey Patterson | GN | Ground Floor | G18 | 99967 | University Vacated | 99939 | Unusable Spaces | 19 | Reception | 6 | General Facility Space Group | 623 | General Facility - Waiting Area/Foyer/Reception Area |  | Adequate | 2,498.34 | NO
Thebarton_TB15-Milne Gilbey Patterson_Ground Floor_G19 _ Corr. (25) | TB-TB15-GN-G19 | TB15-GN-G19-Corr. (25) | Thebarton | TB | TB15 | Milne Gilbey Patterson | GN | Ground Floor | G19 | 99967 | University Vacated | 99939 | Unusable Spaces | 93.12 | Corr. (25) | 8 | Non Useable Floor Area Space Group | 805 | Non-usable - Circulation space |  | Unknown | 0.00 | NO
Thebarton_TB15-Milne Gilbey Patterson_Ground Floor_G1A _ Stair | TB-TB15-GN-G1A | TB15-GN-G1A-Stair | Thebarton | TB | TB15 | Milne Gilbey Patterson | GN | Ground Floor | G1A | 99967 | University Vacated | 99939 | Unusable Spaces | 3.38 | Stair | 8 | Non Useable Floor Area Space Group | 805 | Non-usable - Circulation space |  | Unknown | 0.00 | NO
Thebarton_TB15-Milne Gilbey Patterson_Ground Floor_G2 _ Meeting - MPL (26) | TB-TB15-GN-G2 | TB15-GN-G2-Meeting - MPL (26) | Thebarton | TB | TB15 | Milne Gilbey Patterson | GN | Ground Floor | G2 | 99967 | University Vacated | 99939 | Unusable Spaces | 15.12 | Meeting - MPL (26) | 6 | General Facility Space Group | 601 | General Facility - Committee/Conference/Meeting room |  | Adequate | 1,988.15 | NO
Thebarton_TB15-Milne Gilbey Patterson_Ground Floor_G20 _ Assembly (Soniclean) | TB-TB15-GN-G20 | TB15-GN-G20-Assembly (Soniclean) | Thebarton | TB | TB15 | Milne Gilbey Patterson | GN | Ground Floor | G20 | 99967 | University Vacated | 99939 | Unusable Spaces | 184.43 | Assembly (Soniclean) | 4 | Ancillary Area Space Group | 403 | Ancillary Area - Workshop |  | Adequate | 19,054.32 | NO
Thebarton_TB15-Milne Gilbey Patterson_Ground Floor_G21 _ Work Area Sonicln (25) | TB-TB15-GN-G21 | TB15-GN-G21-Work Area Sonicln (25) | Thebarton | TB | TB15 | Milne Gilbey Patterson | GN | Ground Floor | G21 | 99967 | University Vacated | 99939 | Unusable Spaces | 13.26 | Work Area Sonicln (25) | 4 | Ancillary Area Space Group | 403 | Ancillary Area - Workshop |  | Adequate | 1,369.95 | NO
Thebarton_TB15-Milne Gilbey Patterson_Ground Floor_G22 _ BlastSoniclean(25) | TB-TB15-GN-G22 | TB15-GN-G22-BlastSoniclean(25) | Thebarton | TB | TB15 | Milne Gilbey Patterson | GN | Ground Floor | G22 | 99967 | University Vacated | 99939 | Unusable Spaces | 8.56 | BlastSoniclean(25) | 4 | Ancillary Area Space Group | 403 | Ancillary Area - Workshop |  | Adequate | 884.37 | NO
Thebarton_TB15-Milne Gilbey Patterson_Ground Floor_G23 _ Heater-Soniclean(25) | TB-TB15-GN-G23 | TB15-GN-G23-Heater-Soniclean(25) | Thebarton | TB | TB15 | Milne Gilbey Patterson | GN | Ground Floor | G23 | 99967 | University Vacated | 99939 | Unusable Spaces | 8.56 | Heater-Soniclean(25) | 4 | Ancillary Area Space Group | 403 | Ancillary Area - Workshop |  | Adequate | 884.37 | NO
Thebarton_TB15-Milne Gilbey Patterson_Ground Floor_G24 _ Testing-Soniclean (25) | TB-TB15-GN-G24 | TB15-GN-G24-Testing-Soniclean (25) | Thebarton | TB | TB15 | Milne Gilbey Patterson | GN | Ground Floor | G24 | 99967 | University Vacated | 99939 | Unusable Spaces | 8.56 | Testing-Soniclean (25) | 4 | Ancillary Area Space Group | 403 | Ancillary Area - Workshop |  | Adequate | 884.37 | NO
Thebarton_TB15-Milne Gilbey Patterson_Ground Floor_G24.0 _ Corr. (24) | TB-TB15-GN-G24.0 | TB15-GN-G24.0-Corr. (24) | Thebarton | TB | TB15 | Milne Gilbey Patterson | GN | Ground Floor | G24.0 | 99967 | University Vacated | 99939 | Unusable Spaces | 124.86 | Corr. (24) | 8 | Non Useable Floor Area Space Group | 805 | Non-usable - Circulation space |  | Unknown | 0.00 | NO
Thebarton_TB15-Milne Gilbey Patterson_Ground Floor_G24.0A _ Corr. (24) | TB-TB15-GN-G24.0A | TB15-GN-G24.0A-Corr. (24) | Thebarton | TB | TB15 | Milne Gilbey Patterson | GN | Ground Floor | G24.0A | 99967 | University Vacated | 99939 | Unusable Spaces | 20.15 | Corr. (24) | 8 | Non Useable Floor Area Space Group | 805 | Non-usable - Circulation space |  | Unknown | 0.00 | NO
Thebarton_TB15-Milne Gilbey Patterson_Ground Floor_G24.0B _ Entrance | TB-TB15-GN-G24.0B | TB15-GN-G24.0B-Entrance | Thebarton | TB | TB15 | Milne Gilbey Patterson | GN | Ground Floor | G24.0B | 99967 | University Vacated | 99939 | Unusable Spaces | 1.4 | Entrance | 8 | Non Useable Floor Area Space Group | 805 | Non-usable - Circulation space |  | Unknown | 0.00 | NO
Thebarton_TB15-Milne Gilbey Patterson_Ground Floor_G24.1 _ FCT Laboratory (24) | TB-TB15-GN-G24.1 | TB15-GN-G24.1-FCT Laboratory (24) | Thebarton | TB | TB15 | Milne Gilbey Patterson | GN | Ground Floor | G24.1 | 99967 | University Vacated | 99939 | Unusable Spaces | 185.29 | FCT Laboratory (24) | 3 | Specialist Teaching or Research Space Group | 300 | Laboratory - Specialist teaching and research - type not defined |  | Adequate | 28,932.30 | NO
Thebarton_TB15-Milne Gilbey Patterson_Ground Floor_G24.10 _ Reception (24) | TB-TB15-GN-G24.10 | TB15-GN-G24.10-Reception (24) | Thebarton | TB | TB15 | Milne Gilbey Patterson | GN | Ground Floor | G24.10 | 99967 | University Vacated | 99939 | Unusable Spaces | 11.73 | Reception (24) | 6 | General Facility Space Group | 623 | General Facility - Waiting Area/Foyer/Reception Area |  | Adequate | 1,542.39 | NO
Thebarton_TB15-Milne Gilbey Patterson_Ground Floor_G24.10A _ Office (24) | TB-TB15-GN-G24.10A | TB15-GN-G24.10A-Office (24) | Thebarton | TB | TB15 | Milne Gilbey Patterson | GN | Ground Floor | G24.10A | 99967 | University Vacated | 99939 | Unusable Spaces | 12.02 | Office (24) | 1 | Office Space Group | 101 | Office - Academic Staff |  | Adequate | 1,411.18 | NO
Thebarton_TB15-Milne Gilbey Patterson_Ground Floor_G24.11 _ Office (24) | TB-TB15-GN-G24.11 | TB15-GN-G24.11-Office (24) | Thebarton | TB | TB15 | Milne Gilbey Patterson | GN | Ground Floor | G24.11 | 99967 | University Vacated | 99939 | Unusable Spaces | 15.06 | Office (24) | 1 | Office Space Group | 101 | Office - Academic Staff |  | Adequate | 1,768.09 | NO
Thebarton_TB15-Milne Gilbey Patterson_Ground Floor_G24.12 _ Office | TB-TB15-GN-G24.12 | TB15-GN-G24.12-Office | Thebarton | TB | TB15 | Milne Gilbey Patterson | GN | Ground Floor | G24.12 | 99967 | University Vacated | 99939 | Unusable Spaces | 14.9 | Office | 1 | Office Space Group | 101 | Office - Academic Staff |  | Adequate | 1,749.30 | NO
Thebarton_TB15-Milne Gilbey Patterson_Ground Floor_G24.13 _ Office | TB-TB15-GN-G24.13 | TB15-GN-G24.13-Office | Thebarton | TB | TB15 | Milne Gilbey Patterson | GN | Ground Floor | G24.13 | 99967 | University Vacated | 99939 | Unusable Spaces | 13.94 | Office | 1 | Office Space Group | 101 | Office - Academic Staff |  | Adequate | 1,636.60 | NO
Thebarton_TB15-Milne Gilbey Patterson_Ground Floor_G24.14 _ Office (24) | TB-TB15-GN-G24.14 | TB15-GN-G24.14-Office (24) | Thebarton | TB | TB15 | Milne Gilbey Patterson | GN | Ground Floor | G24.14 | 99967 | University Vacated | 99939 | Unusable Spaces | 12.22 | Office (24) | 1 | Office Space Group | 101 | Office - Academic Staff |  | Adequate | 1,434.66 | NO
Thebarton_TB15-Milne Gilbey Patterson_Ground Floor_G24.15 _ Office (24) | TB-TB15-GN-G24.15 | TB15-GN-G24.15-Office (24) | Thebarton | TB | TB15 | Milne Gilbey Patterson | GN | Ground Floor | G24.15 | 99967 | University Vacated | 99939 | Unusable Spaces | 15.52 | Office (24) | 1 | Office Space Group | 101 | Office - Academic Staff |  | Adequate | 1,822.09 | NO
Thebarton_TB15-Milne Gilbey Patterson_Ground Floor_G24.16 _ Office (24) | TB-TB15-GN-G24.16 | TB15-GN-G24.16-Office (24) | Thebarton | TB | TB15 | Milne Gilbey Patterson | GN | Ground Floor | G24.16 | 99967 | University Vacated | 99939 | Unusable Spaces | 11.51 | Office (24) | 1 | Office Space Group | 101 | Office - Academic Staff |  | Adequate | 1,351.31 | NO
Thebarton_TB15-Milne Gilbey Patterson_Ground Floor_G24.2 _ Tea Room (24) | TB-TB15-GN-G24.2 | TB15-GN-G24.2-Tea Room (24) | Thebarton | TB | TB15 | Milne Gilbey Patterson | GN | Ground Floor | G24.2 | 99967 | University Vacated | 99939 | Unusable Spaces | 5.49 | Tea Room (24) | 6 | General Facility Space Group | 608 | General Facility - Kitchen/Servery/Food Storage |  | Adequate | 721.89 | NO
Thebarton_TB15-Milne Gilbey Patterson_Ground Floor_G24.3 _ Corr. | TB-TB15-GN-G24.3 | TB15-GN-G24.3-Corr. | Thebarton | TB | TB15 | Milne Gilbey Patterson | GN | Ground Floor | G24.3 | 99967 | University Vacated | 99939 | Unusable Spaces | 9.72 | Corr. | 8 | Non Useable Floor Area Space Group | 805 | Non-usable - Circulation space |  | Unknown | 0.00 | NO
Thebarton_TB15-Milne Gilbey Patterson_Ground Floor_G24.3A _ Office 4 | TB-TB15-GN-G24.3A | TB15-GN-G24.3A-Office 4 | Thebarton | TB | TB15 | Milne Gilbey Patterson | GN | Ground Floor | G24.3A | 99967 | University Vacated | 99939 | Unusable Spaces | 10.2 | Office 4 | 1 | Office Space Group | 101 | Office - Academic Staff |  | Adequate | 1,197.51 | NO
Thebarton_TB15-Milne Gilbey Patterson_Ground Floor_G24.3B _ Office 3 | TB-TB15-GN-G24.3B | TB15-GN-G24.3B-Office 3 | Thebarton | TB | TB15 | Milne Gilbey Patterson | GN | Ground Floor | G24.3B | 99967 | University Vacated | 99939 | Unusable Spaces | 10.2 | Office 3 | 1 | Office Space Group | 101 | Office - Academic Staff |  | Adequate | 1,197.51 | NO
Thebarton_TB15-Milne Gilbey Patterson_Ground Floor_G24.3C _ Office 1 | TB-TB15-GN-G24.3C | TB15-GN-G24.3C-Office 1 | Thebarton | TB | TB15 | Milne Gilbey Patterson | GN | Ground Floor | G24.3C | 99967 | University Vacated | 99939 | Unusable Spaces | 14.44 | Office 1 | 1 | Office Space Group | 101 | Office - Academic Staff |  | Adequate | 1,695.30 | NO
Thebarton_TB15-Milne Gilbey Patterson_Ground Floor_G24.3D _ Office 2 | TB-TB15-GN-G24.3D | TB15-GN-G24.3D-Office 2 | Thebarton | TB | TB15 | Milne Gilbey Patterson | GN | Ground Floor | G24.3D | 99967 | University Vacated | 99939 | Unusable Spaces | 18.84 | Office 2 | 1 | Office Space Group | 101 | Office - Academic Staff |  | Adequate | 2,211.87 | NO
Thebarton_TB15-Milne Gilbey Patterson_Ground Floor_G24.3E _ Office 5 | TB-TB15-GN-G24.3E | TB15-GN-G24.3E-Office 5 | Thebarton | TB | TB15 | Milne Gilbey Patterson | GN | Ground Floor | G24.3E | 99967 | University Vacated | 99939 | Unusable Spaces | 13.4 | Office 5 | 1 | Office Space Group | 101 | Office - Academic Staff |  | Adequate | 1,573.20 | NO
Thebarton_TB15-Milne Gilbey Patterson_Ground Floor_G24.4 _ Foyer | TB-TB15-GN-G24.4 | TB15-GN-G24.4-Foyer | Thebarton | TB | TB15 | Milne Gilbey Patterson | GN | Ground Floor | G24.4 | 99967 | University Vacated | 99939 | Unusable Spaces | 3.06 | Foyer | 8 | Non Useable Floor Area Space Group | 805 | Non-usable - Circulation space |  | Unknown | 0.00 | NO
Thebarton_TB15-Milne Gilbey Patterson_Ground Floor_G24.4A _ Office (24) | TB-TB15-GN-G24.4A | TB15-GN-G24.4A-Office (24) | Thebarton | TB | TB15 | Milne Gilbey Patterson | GN | Ground Floor | G24.4A | 99967 | University Vacated | 99939 | Unusable Spaces | 9.59 | Office (24) | 1 | Office Space Group | 101 | Office - Academic Staff |  | Adequate | 1,125.89 | NO
Thebarton_TB15-Milne Gilbey Patterson_Ground Floor_G24.4B _ Office (24) | TB-TB15-GN-G24.4B | TB15-GN-G24.4B-Office (24) | Thebarton | TB | TB15 | Milne Gilbey Patterson | GN | Ground Floor | G24.4B | 99967 | University Vacated | 99939 | Unusable Spaces | 13.63 | Office (24) | 1 | Office Space Group | 101 | Office - Academic Staff |  | Adequate | 1,600.20 | NO
Thebarton_TB15-Milne Gilbey Patterson_Ground Floor_G24.4C _ Office (24) | TB-TB15-GN-G24.4C | TB15-GN-G24.4C-Office (24) | Thebarton | TB | TB15 | Milne Gilbey Patterson | GN | Ground Floor | G24.4C | 99967 | University Vacated | 99939 | Unusable Spaces | 23.14 | Office (24) | 1 | Office Space Group | 101 | Office - Academic Staff |  | Adequate | 2,716.71 | NO
Thebarton_TB15-Milne Gilbey Patterson_Ground Floor_G24.4D _ Office (24) | TB-TB15-GN-G24.4D | TB15-GN-G24.4D-Office (24) | Thebarton | TB | TB15 | Milne Gilbey Patterson | GN | Ground Floor | G24.4D | 99967 | University Vacated | 99939 | Unusable Spaces | 24.82 | Office (24) | 1 | Office Space Group | 101 | Office - Academic Staff |  | Adequate | 2,913.94 | NO
Thebarton_TB15-Milne Gilbey Patterson_Ground Floor_G24.4E _ Office (24) | TB-TB15-GN-G24.4E | TB15-GN-G24.4E-Office (24) | Thebarton | TB | TB15 | Milne Gilbey Patterson | GN | Ground Floor | G24.4E | 99967 | University Vacated | 99939 | Unusable Spaces | 12.62 | Office (24) | 1 | Office Space Group | 101 | Office - Academic Staff |  | Adequate | 1,481.63 | NO
Thebarton_TB15-Milne Gilbey Patterson_Ground Floor_G24.4F _ Archimeded Server | TB-TB15-GN-G24.4F | TB15-GN-G24.4F-Archimeded Server | Thebarton | TB | TB15 | Milne Gilbey Patterson | GN | Ground Floor | G24.4F | 99967 | University Vacated | 99939 | Unusable Spaces | 4.23 | Archimeded Server | 8 | Non Useable Floor Area Space Group | 815 | Non-usable - Switch room |  | Adequate | 0.00 | NO
Thebarton_TB15-Milne Gilbey Patterson_Ground Floor_G24.5 _ Office (24) | TB-TB15-GN-G24.5 | TB15-GN-G24.5-Office (24) | Thebarton | TB | TB15 | Milne Gilbey Patterson | GN | Ground Floor | G24.5 | 99967 | University Vacated | 99939 | Unusable Spaces | 16.77 | Office (24) | 1 | Office Space Group | 101 | Office - Academic Staff |  | Adequate | 1,968.85 | NO
Thebarton_TB15-Milne Gilbey Patterson_Ground Floor_G24.6 _ Meeting (24) | TB-TB15-GN-G24.6 | TB15-GN-G24.6-Meeting (24) | Thebarton | TB | TB15 | Milne Gilbey Patterson | GN | Ground Floor | G24.6 | 99967 | University Vacated | 99939 | Unusable Spaces | 17.02 | Meeting (24) | 6 | General Facility Space Group | 601 | General Facility - Committee/Conference/Meeting room |  | Adequate | 2,237.98 | NO
Thebarton_TB15-Milne Gilbey Patterson_Ground Floor_G24.7 _ Office (24) | TB-TB15-GN-G24.7 | TB15-GN-G24.7-Office (24) | Thebarton | TB | TB15 | Milne Gilbey Patterson | GN | Ground Floor | G24.7 | 99967 | University Vacated | 99939 | Unusable Spaces | 12.13 | Office (24) | 1 | Office Space Group | 101 | Office - Academic Staff |  | Adequate | 1,424.10 | NO
Thebarton_TB15-Milne Gilbey Patterson_Ground Floor_G24.8 _ Kitchen (24) | TB-TB15-GN-G24.8 | TB15-GN-G24.8-Kitchen (24) | Thebarton | TB | TB15 | Milne Gilbey Patterson | GN | Ground Floor | G24.8 | 99967 | University Vacated | 99939 | Unusable Spaces | 4.86 | Kitchen (24) | 6 | General Facility Space Group | 608 | General Facility - Kitchen/Servery/Food Storage |  | Adequate | 639.05 | NO
Thebarton_TB15-Milne Gilbey Patterson_Ground Floor_G24.8A _ Store (24) | TB-TB15-GN-G24.8A | TB15-GN-G24.8A-Store (24) | Thebarton | TB | TB15 | Milne Gilbey Patterson | GN | Ground Floor | G24.8A | 99967 | University Vacated | 99939 | Unusable Spaces | 5.53 | Store (24) | 4 | Ancillary Area Space Group | 419 | Ancillary Area - Store Room - Generic |  | Adequate | 571.33 | NO
Thebarton_TB15-Milne Gilbey Patterson_Ground Floor_G24.9 _ Office (24) | TB-TB15-GN-G24.9 | TB15-GN-G24.9-Office (24) | Thebarton | TB | TB15 | Milne Gilbey Patterson | GN | Ground Floor | G24.9 | 99967 | University Vacated | 99939 | Unusable Spaces | 17.47 | Office (24) | 1 | Office Space Group | 101 | Office - Academic Staff |  | Adequate | 2,051.03 | NO
Thebarton_TB15-Milne Gilbey Patterson_Ground Floor_G25 _ SolderSoniclean (25) | TB-TB15-GN-G25 | TB15-GN-G25-SolderSoniclean (25) | Thebarton | TB | TB15 | Milne Gilbey Patterson | GN | Ground Floor | G25 | 99967 | University Vacated | 99939 | Unusable Spaces | 8.56 | SolderSoniclean (25) | 4 | Ancillary Area Space Group | 403 | Ancillary Area - Workshop |  | Adequate | 884.37 | NO
Thebarton_TB15-Milne Gilbey Patterson_Ground Floor_G26 _ Demo Room Soniclean (25) | TB-TB15-GN-G26 | TB15-GN-G26-Demo Room Soniclean (25) | Thebarton | TB | TB15 | Milne Gilbey Patterson | GN | Ground Floor | G26 | 99967 | University Vacated | 99939 | Unusable Spaces | 15.77 | Demo Room Soniclean (25) | 4 | Ancillary Area Space Group | 403 | Ancillary Area - Workshop |  | Adequate | 1,629.27 | NO
Thebarton_TB15-Milne Gilbey Patterson_Ground Floor_G27 _ Recep - Soniclean(25) | TB-TB15-GN-G27 | TB15-GN-G27-Recep - Soniclean(25) | Thebarton | TB | TB15 | Milne Gilbey Patterson | GN | Ground Floor | G27 | 99967 | University Vacated | 99939 | Unusable Spaces | 44.92 | Recep - Soniclean(25) | 1 | Office Space Group | 101 | Office - Academic Staff |  | Adequate | 5,273.74 | NO
Thebarton_TB15-Milne Gilbey Patterson_Ground Floor_G28 _ Office - Soniclean(25) | TB-TB15-GN-G28 | TB15-GN-G28-Office - Soniclean(25) | Thebarton | TB | TB15 | Milne Gilbey Patterson | GN | Ground Floor | G28 | 99967 | University Vacated | 99939 | Unusable Spaces | 24.3 | Office - Soniclean(25) | 1 | Office Space Group | 101 | Office - Academic Staff |  | Adequate | 2,852.89 | NO
Thebarton_TB15-Milne Gilbey Patterson_Ground Floor_G28A _ Stairs - Soniclean(25) | TB-TB15-GN-G28A | TB15-GN-G28A-Stairs - Soniclean(25) | Thebarton | TB | TB15 | Milne Gilbey Patterson | GN | Ground Floor | G28A | 99967 | University Vacated | 99939 | Unusable Spaces | 4.68 | Stairs - Soniclean(25) | 8 | Non Useable Floor Area Space Group | 805 | Non-usable - Circulation space |  | Adequate | 0.00 | NO
Thebarton_TB15-Milne Gilbey Patterson_Ground Floor_G28B _ Stairs - Soniclean(25) | TB-TB15-GN-G28B | TB15-GN-G28B-Stairs - Soniclean(25) | Thebarton | TB | TB15 | Milne Gilbey Patterson | GN | Ground Floor | G28B | 99967 | University Vacated | 99939 | Unusable Spaces | 5.15 | Stairs - Soniclean(25) | 8 | Non Useable Floor Area Space Group | 805 | Non-usable - Circulation space |  | Adequate | 0.00 | NO
Thebarton_TB15-Milne Gilbey Patterson_Ground Floor_G29 _ StrSoniclean (25) | TB-TB15-GN-G29 | TB15-GN-G29-StrSoniclean (25) | Thebarton | TB | TB15 | Milne Gilbey Patterson | GN | Ground Floor | G29 | 99967 | University Vacated | 99939 | Unusable Spaces | 14.28 | StrSoniclean (25) | 4 | Ancillary Area Space Group | 403 | Ancillary Area - Workshop |  | Adequate | 1,475.33 | NO
Thebarton_TB15-Milne Gilbey Patterson_Ground Floor_G3 _ Meeting (25) | TB-TB15-GN-G3 | TB15-GN-G3-Meeting (25) | Thebarton | TB | TB15 | Milne Gilbey Patterson | GN | Ground Floor | G3 | 99967 | University Vacated | 99939 | Unusable Spaces | 7.59 | Meeting (25) | 6 | General Facility Space Group | 601 | General Facility - Committee/Conference/Meeting room |  | Adequate | 998.02 | NO
Thebarton_TB15-Milne Gilbey Patterson_Ground Floor_G30 _ Meeting - Soniclean (25) | TB-TB15-GN-G30 | TB15-GN-G30-Meeting - Soniclean (25) | Thebarton | TB | TB15 | Milne Gilbey Patterson | GN | Ground Floor | G30 | 99967 | University Vacated | 99939 | Unusable Spaces | 13.56 | Meeting - Soniclean (25) | 6 | General Facility Space Group | 601 | General Facility - Committee/Conference/Meeting room |  | Adequate | 1,783.02 | NO
Thebarton_TB15-Milne Gilbey Patterson_Ground Floor_G31 _ Office | TB-TB15-GN-G31 | TB15-GN-G31-Office | Thebarton | TB | TB15 | Milne Gilbey Patterson | GN | Ground Floor | G31 | 99967 | University Vacated | 99939 | Unusable Spaces | 27.05 | Office | 1 | Office Space Group | 108 | Office - Professional/General Staff |  | Adequate | 3,175.75 | NO
Thebarton_TB15-Milne Gilbey Patterson_Ground Floor_G32 _ Corr. (25) | TB-TB15-GN-G32 | TB15-GN-G32-Corr. (25) | Thebarton | TB | TB15 | Milne Gilbey Patterson | GN | Ground Floor | G32 | 377 | Public Health | 377 | School of Public Health | 15 | Corr. (25) | 8 | Non Useable Floor Area Space Group | 805 | Non-usable - Circulation space |  | Adequate | 0.00 | NO
Thebarton_TB15-Milne Gilbey Patterson_Ground Floor_G32A _ Reception (25) | TB-TB15-GN-G32A | TB15-GN-G32A-Reception (25) | Thebarton | TB | TB15 | Milne Gilbey Patterson | GN | Ground Floor | G32A | 377 | Public Health | 377 | School of Public Health | 11.6 | Reception (25) | 6 | General Facility Space Group | 623 | General Facility - Waiting Area/Foyer/Reception Area |  | Adequate | 1,525.30 | NO
Thebarton_TB15-Milne Gilbey Patterson_Ground Floor_G33 _ Store(25) | TB-TB15-GN-G33 | TB15-GN-G33-Store(25) | Thebarton | TB | TB15 | Milne Gilbey Patterson | GN | Ground Floor | G33 | 377 | Public Health | 377 | School of Public Health | 1.91 | Store(25) | 4 | Ancillary Area Space Group | 419 | Ancillary Area - Store Room - Generic |  | Adequate | 197.33 | NO
Thebarton_TB15-Milne Gilbey Patterson_Ground Floor_G34 _ Kitchen (25) | TB-TB15-GN-G34 | TB15-GN-G34-Kitchen (25) | Thebarton | TB | TB15 | Milne Gilbey Patterson | GN | Ground Floor | G34 | 377 | Public Health | 377 | School of Public Health | 4.9 | Kitchen (25) | 6 | General Facility Space Group | 608 | General Facility - Kitchen/Servery/Food Storage |  | Adequate | 644.31 | NO
Thebarton_TB15-Milne Gilbey Patterson_Ground Floor_G35 _ Office (25) | TB-TB15-GN-G35 | TB15-GN-G35-Office (25) | Thebarton | TB | TB15 | Milne Gilbey Patterson | GN | Ground Floor | G35 | 377 | Public Health | 377 | School of Public Health | 22.72 | Office (25) | 1 | Office Space Group | 101 | Office - Academic Staff |  | Adequate | 2,667.40 | NO
Thebarton_TB15-Milne Gilbey Patterson_Ground Floor_G37 _ Office (25) | TB-TB15-GN-G37 | TB15-GN-G37-Office (25) | Thebarton | TB | TB15 | Milne Gilbey Patterson | GN | Ground Floor | G37 | 377 | Public Health | 377 | School of Public Health | 10.52 | Office (25) | 1 | Office Space Group | 101 | Office - Academic Staff |  | Adequate | 1,235.08 | NO
Thebarton_TB15-Milne Gilbey Patterson_Ground Floor_G38 _ Occ Hygene Laboratory (25) | TB-TB15-GN-G38 | TB15-GN-G38-Occ Hygene Laboratory (25) | Thebarton | TB | TB15 | Milne Gilbey Patterson | GN | Ground Floor | G38 | 377 | Public Health | 377 | School of Public Health | 93.22 | Occ Hygene Laboratory (25) | 3 | Specialist Teaching or Research Space Group | 300 | Laboratory - Specialist teaching and research - type not defined |  | Adequate | 14,555.93 | NO
Thebarton_TB15-Milne Gilbey Patterson_Ground Floor_G39 _ Office (25) | TB-TB15-GN-G39 | TB15-GN-G39-Office (25) | Thebarton | TB | TB15 | Milne Gilbey Patterson | GN | Ground Floor | G39 | 377 | Public Health | 377 | School of Public Health | 19.42 | Office (25) | 1 | Office Space Group | 101 | Office - Academic Staff |  | Adequate | 2,279.97 | NO
Thebarton_TB15-Milne Gilbey Patterson_Ground Floor_G4 _ Recep - MPL(26) | TB-TB15-GN-G4 | TB15-GN-G4-Recep - MPL(26) | Thebarton | TB | TB15 | Milne Gilbey Patterson | GN | Ground Floor | G4 | 99967 | University Vacated | 99939 | Unusable Spaces | 17.03 | Recep - MPL(26) | 1 | Office Space Group | 101 | Office - Academic Staff |  | Adequate | 1,999.37 | NO
Thebarton_TB15-Milne Gilbey Patterson_Ground Floor_G40 _ Equipment Room (25) | TB-TB15-GN-G40 | TB15-GN-G40-Equipment Room (25) | Thebarton | TB | TB15 | Milne Gilbey Patterson | GN | Ground Floor | G40 | 377 | Public Health | 377 | School of Public Health | 9.52 | Equipment Room (25) | 4 | Ancillary Area Space Group | 401 | Ancillary Area - Laboratory Service and Preparation |  | Adequate | 983.56 | NO
Thebarton_TB15-Milne Gilbey Patterson_Ground Floor_G41 _ Equipment | TB-TB15-GN-G41 | TB15-GN-G41-Equipment | Thebarton | TB | TB15 | Milne Gilbey Patterson | GN | Ground Floor | G41 | 377 | Public Health | 377 | School of Public Health | 4.32 | Equipment | 4 | Ancillary Area Space Group | 401 | Ancillary Area - Laboratory Service and Preparation |  | Adequate | 446.32 | NO
Thebarton_TB15-Milne Gilbey Patterson_Ground Floor_G42 _ Store | TB-TB15-GN-G42 | TB15-GN-G42-Store | Thebarton | TB | TB15 | Milne Gilbey Patterson | GN | Ground Floor | G42 | 377 | Public Health | 377 | School of Public Health | 8.21 | Store | 4 | Ancillary Area Space Group | 419 | Ancillary Area - Store Room - Generic |  | Adequate | 848.21 | NO
Thebarton_TB15-Milne Gilbey Patterson_Ground Floor_G5 _ Office - MPL(26) | TB-TB15-GN-G5 | TB15-GN-G5-Office - MPL(26) | Thebarton | TB | TB15 | Milne Gilbey Patterson | GN | Ground Floor | G5 | 99967 | University Vacated | 99939 | Unusable Spaces | 10.82 | Office - MPL(26) | 1 | Office Space Group | 101 | Office - Academic Staff |  | Adequate | 1,270.30 | NO
Thebarton_TB15-Milne Gilbey Patterson_Ground Floor_G6 _ Office - MPL(26) | TB-TB15-GN-G6 | TB15-GN-G6-Office - MPL(26) | Thebarton | TB | TB15 | Milne Gilbey Patterson | GN | Ground Floor | G6 | 99967 | University Vacated | 99939 | Unusable Spaces | 11.25 | Office - MPL(26) | 1 | Office Space Group | 101 | Office - Academic Staff |  | Adequate | 1,320.78 | NO
Thebarton_TB15-Milne Gilbey Patterson_Ground Floor_G7 _ Office - MPL(26) | TB-TB15-GN-G7 | TB15-GN-G7-Office - MPL(26) | Thebarton | TB | TB15 | Milne Gilbey Patterson | GN | Ground Floor | G7 | 99967 | University Vacated | 99939 | Unusable Spaces | 9.7 | Office - MPL(26) | 1 | Office Space Group | 101 | Office - Academic Staff |  | Adequate | 1,138.81 | NO
Thebarton_TB15-Milne Gilbey Patterson_Ground Floor_G8 _ WC - M (26) | TB-TB15-GN-G8 | TB15-GN-G8-WC - M (26) | Thebarton | TB | TB15 | Milne Gilbey Patterson | GN | Ground Floor | G8 | 99967 | University Vacated | 99939 | Unusable Spaces | 7.52 | WC - M (26) | 8 | Non Useable Floor Area Space Group | 821 | Non-usable - Toilets/Amenities - Male |  | Unknown | 0.00 | NO
Thebarton_TB15-Milne Gilbey Patterson_Ground Floor_G9 _ WC - F (26) | TB-TB15-GN-G9 | TB15-GN-G9-WC - F (26) | Thebarton | TB | TB15 | Milne Gilbey Patterson | GN | Ground Floor | G9 | 99967 | University Vacated | 99939 | Unusable Spaces | 6.02 | WC - F (26) | 8 | Non Useable Floor Area Space Group | 820 | Non-usable - Toilets/Amenities - Female |  | Unknown | 0.00 | NO
Thebarton_TB15-Milne Gilbey Patterson_Ground Floor_GW0 _ Foyer (25) | TB-TB15-GN-GW0 | TB15-GN-GW0-Foyer (25) | Thebarton | TB | TB15 | Milne Gilbey Patterson | GN | Ground Floor | GW0 | 99967 | University Vacated | 99939 | Unusable Spaces | 28.87 | Foyer (25) | 8 | Non Useable Floor Area Space Group | 805 | Non-usable - Circulation space |  | Unknown | 0.00 | NO
Thebarton_TB15-Milne Gilbey Patterson_Ground Floor_GW0A _ Corr. (25) | TB-TB15-GN-GW0A | TB15-GN-GW0A-Corr. (25) | Thebarton | TB | TB15 | Milne Gilbey Patterson | GN | Ground Floor | GW0A | 99967 | University Vacated | 99939 | Unusable Spaces | 37.74 | Corr. (25) | 8 | Non Useable Floor Area Space Group | 805 | Non-usable - Circulation space |  | Unknown | 0.00 | NO
Thebarton_TB15-Milne Gilbey Patterson_Ground Floor_GW0B _ Exit Ramp (25) | TB-TB15-GN-GW0B | TB15-GN-GW0B-Exit Ramp (25) | Thebarton | TB | TB15 | Milne Gilbey Patterson | GN | Ground Floor | GW0B | 99967 | University Vacated | 99939 | Unusable Spaces | 29.22 | Exit Ramp (25) | 8 | Non Useable Floor Area Space Group | 805 | Non-usable - Circulation space |  | Unknown | 0.00 | NO
Thebarton_TB15-Milne Gilbey Patterson_Ground Floor_GW0C _ Corr. | TB-TB15-GN-GW0C | TB15-GN-GW0C-Corr. | Thebarton | TB | TB15 | Milne Gilbey Patterson | GN | Ground Floor | GW0C | 99967 | University Vacated | 99939 | Unusable Spaces | 9.4 | Corr. | 8 | Non Useable Floor Area Space Group | 805 | Non-usable - Circulation space |  | Unknown | 0.00 | NO
Thebarton_TB15-Milne Gilbey Patterson_Ground Floor_GW0D _ Corr. | TB-TB15-GN-GW0D | TB15-GN-GW0D-Corr. | Thebarton | TB | TB15 | Milne Gilbey Patterson | GN | Ground Floor | GW0D | 99967 | University Vacated | 99939 | Unusable Spaces | 63.08 | Corr. | 8 | Non Useable Floor Area Space Group | 805 | Non-usable - Circulation space |  | Unknown | 0.00 | NO
Thebarton_TB15-Milne Gilbey Patterson_Ground Floor_GW0F _ Corr. | TB-TB15-GN-GW0F | TB15-GN-GW0F-Corr. | Thebarton | TB | TB15 | Milne Gilbey Patterson | GN | Ground Floor | GW0F | 99967 | University Vacated | 99939 | Unusable Spaces | 13.18 | Corr. | 8 | Non Useable Floor Area Space Group | 805 | Non-usable - Circulation space |  | Unknown | 0.00 | NO
Thebarton_TB15-Milne Gilbey Patterson_Ground Floor_GW1 _ Office (25) | TB-TB15-GN-GW1 | TB15-GN-GW1-Office (25) | Thebarton | TB | TB15 | Milne Gilbey Patterson | GN | Ground Floor | GW1 | 99967 | University Vacated | 99939 | Unusable Spaces | 37.19 | Office (25) | 1 | Office Space Group | 101 | Office - Academic Staff |  | Adequate | 4,366.22 | NO
Thebarton_TB15-Milne Gilbey Patterson_Ground Floor_GW10 _ Kitchen (25) | TB-TB15-GN-GW10 | TB15-GN-GW10-Kitchen (25) | Thebarton | TB | TB15 | Milne Gilbey Patterson | GN | Ground Floor | GW10 | 99967 | University Vacated | 99939 | Unusable Spaces | 5.18 | Kitchen (25) | 6 | General Facility Space Group | 608 | General Facility - Kitchen/Servery/Food Storage |  | Adequate | 681.13 | NO
Thebarton_TB15-Milne Gilbey Patterson_Ground Floor_GW11 _ Office (25) | TB-TB15-GN-GW11 | TB15-GN-GW11-Office (25) | Thebarton | TB | TB15 | Milne Gilbey Patterson | GN | Ground Floor | GW11 | 99967 | University Vacated | 99939 | Unusable Spaces | 16.2 | Office (25) | 1 | Office Space Group | 101 | Office - Academic Staff |  | Adequate | 1,901.93 | NO
Thebarton_TB15-Milne Gilbey Patterson_Ground Floor_GW12 _ Interview Room (25) | TB-TB15-GN-GW12 | TB15-GN-GW12-Interview Room (25) | Thebarton | TB | TB15 | Milne Gilbey Patterson | GN | Ground Floor | GW12 | 99967 | University Vacated | 99939 | Unusable Spaces | 7.92 | Interview Room (25) | 6 | General Facility Space Group | 601 | General Facility - Committee/Conference/Meeting room |  | Adequate | 1,041.41 | NO
Thebarton_TB15-Milne Gilbey Patterson_Ground Floor_GW13 _ Reception (25) | TB-TB15-GN-GW13 | TB15-GN-GW13-Reception (25) | Thebarton | TB | TB15 | Milne Gilbey Patterson | GN | Ground Floor | GW13 | 99967 | University Vacated | 99939 | Unusable Spaces | 14.99 | Reception (25) | 6 | General Facility Space Group | 623 | General Facility - Waiting Area/Foyer/Reception Area |  | Adequate | 1,971.06 | NO
Thebarton_TB15-Milne Gilbey Patterson_Ground Floor_GW14 _ Office (25) | TB-TB15-GN-GW14 | TB15-GN-GW14-Office (25) | Thebarton | TB | TB15 | Milne Gilbey Patterson | GN | Ground Floor | GW14 | 99967 | University Vacated | 99939 | Unusable Spaces | 11.17 | Office (25) | 1 | Office Space Group | 101 | Office - Academic Staff |  | Adequate | 1,311.39 | NO
Thebarton_TB15-Milne Gilbey Patterson_Ground Floor_GW15 _ Interview Room (25) | TB-TB15-GN-GW15 | TB15-GN-GW15-Interview Room (25) | Thebarton | TB | TB15 | Milne Gilbey Patterson | GN | Ground Floor | GW15 | 99967 | University Vacated | 99939 | Unusable Spaces | 8.36 | Interview Room (25) | 6 | General Facility Space Group | 601 | General Facility - Committee/Conference/Meeting room |  | Adequate | 1,099.27 | NO
Thebarton_TB15-Milne Gilbey Patterson_Ground Floor_GW16 _ Interview Room (25) | TB-TB15-GN-GW16 | TB15-GN-GW16-Interview Room (25) | Thebarton | TB | TB15 | Milne Gilbey Patterson | GN | Ground Floor | GW16 | 99967 | University Vacated | 99939 | Unusable Spaces | 8.36 | Interview Room (25) | 6 | General Facility Space Group | 601 | General Facility - Committee/Conference/Meeting room |  | Adequate | 1,099.27 | NO
Thebarton_TB15-Milne Gilbey Patterson_Ground Floor_GW17 _ Interview Room (25) | TB-TB15-GN-GW17 | TB15-GN-GW17-Interview Room (25) | Thebarton | TB | TB15 | Milne Gilbey Patterson | GN | Ground Floor | GW17 | 99967 | University Vacated | 99939 | Unusable Spaces | 8.36 | Interview Room (25) | 6 | General Facility Space Group | 601 | General Facility - Committee/Conference/Meeting room |  | Adequate | 1,099.27 | NO
Thebarton_TB15-Milne Gilbey Patterson_Ground Floor_GW18 _ Dwg Of. F&C Tech (25) | TB-TB15-GN-GW18 | TB15-GN-GW18-Dwg Of. F&C Tech (25) | Thebarton | TB | TB15 | Milne Gilbey Patterson | GN | Ground Floor | GW18 | 99967 | University Vacated | 99939 | Unusable Spaces | 111.4 | Dwg Of. F&C Tech (25) | 6 | General Facility Space Group | 600 | General Facility - Specific type not defined |  | Adequate | 14,648.14 | NO
Thebarton_TB15-Milne Gilbey Patterson_Ground Floor_GW19 _ Office - F&C Tech(25) | TB-TB15-GN-GW19 | TB15-GN-GW19-Office - F&C Tech(25) | Thebarton | TB | TB15 | Milne Gilbey Patterson | GN | Ground Floor | GW19 | 99967 | University Vacated | 99939 | Unusable Spaces | 12.09 | Office - F&C Tech(25) | 1 | Office Space Group | 101 | Office - Academic Staff |  | Adequate | 1,419.40 | NO
Thebarton_TB15-Milne Gilbey Patterson_Ground Floor_GW2 _ Store(25) | TB-TB15-GN-GW2 | TB15-GN-GW2-Store(25) | Thebarton | TB | TB15 | Milne Gilbey Patterson | GN | Ground Floor | GW2 | 99967 | University Vacated | 99939 | Unusable Spaces | 16.25 | Store(25) | 4 | Ancillary Area Space Group | 419 | Ancillary Area - Store Room - Generic |  | Adequate | 1,678.86 | NO
Thebarton_TB15-Milne Gilbey Patterson_Ground Floor_GW20 _ Office - F&C Tech(25) | TB-TB15-GN-GW20 | TB15-GN-GW20-Office - F&C Tech(25) | Thebarton | TB | TB15 | Milne Gilbey Patterson | GN | Ground Floor | GW20 | 99967 | University Vacated | 99939 | Unusable Spaces | 12.09 | Office - F&C Tech(25) | 1 | Office Space Group | 101 | Office - Academic Staff |  | Adequate | 1,419.40 | NO
Thebarton_TB15-Milne Gilbey Patterson_Ground Floor_GW21 _ Office - F&C Tech(25) | TB-TB15-GN-GW21 | TB15-GN-GW21-Office - F&C Tech(25) | Thebarton | TB | TB15 | Milne Gilbey Patterson | GN | Ground Floor | GW21 | 99967 | University Vacated | 99939 | Unusable Spaces | 12.09 | Office - F&C Tech(25) | 1 | Office Space Group | 101 | Office - Academic Staff |  | Adequate | 1,419.40 | NO
Thebarton_TB15-Milne Gilbey Patterson_Ground Floor_GW22 _ Lunchroom - F&CTech(25) | TB-TB15-GN-GW22 | TB15-GN-GW22-Lunchroom - F&CTech(25) | Thebarton | TB | TB15 | Milne Gilbey Patterson | GN | Ground Floor | GW22 | 99967 | University Vacated | 99939 | Unusable Spaces | 23.21 | Lunchroom - F&CTech(25) | 6 | General Facility Space Group | 608 | General Facility - Kitchen/Servery/Food Storage |  | Adequate | 3,051.91 | NO
Thebarton_TB15-Milne Gilbey Patterson_Ground Floor_GW23 _ Meeting F&C Tech(25) | TB-TB15-GN-GW23 | TB15-GN-GW23-Meeting F&C Tech(25) | Thebarton | TB | TB15 | Milne Gilbey Patterson | GN | Ground Floor | GW23 | 99967 | University Vacated | 99939 | Unusable Spaces | 27.55 | Meeting F&C Tech(25) | 6 | General Facility Space Group | 601 | General Facility - Committee/Conference/Meeting room |  | Adequate | 3,622.59 | NO
Thebarton_TB15-Milne Gilbey Patterson_Ground Floor_GW24 _ Recep - F&C Tech(25) | TB-TB15-GN-GW24 | TB15-GN-GW24-Recep - F&C Tech(25) | Thebarton | TB | TB15 | Milne Gilbey Patterson | GN | Ground Floor | GW24 | 99967 | University Vacated | 99939 | Unusable Spaces | 42.43 | Recep - F&C Tech(25) | 1 | Office Space Group | 101 | Office - Academic Staff |  | Adequate | 4,981.41 | NO
Thebarton_TB15-Milne Gilbey Patterson_Ground Floor_GW25 _ Office - F&C Tech(25) | TB-TB15-GN-GW25 | TB15-GN-GW25-Office - F&C Tech(25) | Thebarton | TB | TB15 | Milne Gilbey Patterson | GN | Ground Floor | GW25 | 99967 | University Vacated | 99939 | Unusable Spaces | 16.45 | Office - F&C Tech(25) | 1 | Office Space Group | 101 | Office - Academic Staff |  | Adequate | 1,931.28 | NO
Thebarton_TB15-Milne Gilbey Patterson_Ground Floor_GW26 _ Office - F&C Tech(25) | TB-TB15-GN-GW26 | TB15-GN-GW26-Office - F&C Tech(25) | Thebarton | TB | TB15 | Milne Gilbey Patterson | GN | Ground Floor | GW26 | 99967 | University Vacated | 99939 | Unusable Spaces | 16.16 | Office - F&C Tech(25) | 1 | Office Space Group | 101 | Office - Academic Staff |  | Adequate | 1,897.23 | NO
Thebarton_TB15-Milne Gilbey Patterson_Ground Floor_GW27 _ Office - F&C Tech(25) | TB-TB15-GN-GW27 | TB15-GN-GW27-Office - F&C Tech(25) | Thebarton | TB | TB15 | Milne Gilbey Patterson | GN | Ground Floor | GW27 | 99967 | University Vacated | 99939 | Unusable Spaces | 12.09 | Office - F&C Tech(25) | 1 | Office Space Group | 101 | Office - Academic Staff |  | Adequate | 1,419.40 | NO
Thebarton_TB15-Milne Gilbey Patterson_Ground Floor_GW28 _ Office - F&C Tech(25) | TB-TB15-GN-GW28 | TB15-GN-GW28-Office - F&C Tech(25) | Thebarton | TB | TB15 | Milne Gilbey Patterson | GN | Ground Floor | GW28 | 99967 | University Vacated | 99939 | Unusable Spaces | 12.09 | Office - F&C Tech(25) | 1 | Office Space Group | 101 | Office - Academic Staff |  | Adequate | 1,419.40 | NO
Thebarton_TB15-Milne Gilbey Patterson_Ground Floor_GW29 _ Office - F&C Tech(25) | TB-TB15-GN-GW29 | TB15-GN-GW29-Office - F&C Tech(25) | Thebarton | TB | TB15 | Milne Gilbey Patterson | GN | Ground Floor | GW29 | 99967 | University Vacated | 99939 | Unusable Spaces | 12.09 | Office - F&C Tech(25) | 1 | Office Space Group | 101 | Office - Academic Staff |  | Adequate | 1,419.40 | NO
Thebarton_TB15-Milne Gilbey Patterson_Ground Floor_GW3 _ WC - F (25) | TB-TB15-GN-GW3 | TB15-GN-GW3-WC - F (25) | Thebarton | TB | TB15 | Milne Gilbey Patterson | GN | Ground Floor | GW3 | 99967 | University Vacated | 99939 | Unusable Spaces | 18.76 | WC - F (25) | 8 | Non Useable Floor Area Space Group | 820 | Non-usable - Toilets/Amenities - Female |  | Unknown | 0.00 | NO
Thebarton_TB15-Milne Gilbey Patterson_Ground Floor_GW30 _ Office - F&C Tech(25) | TB-TB15-GN-GW30 | TB15-GN-GW30-Office - F&C Tech(25) | Thebarton | TB | TB15 | Milne Gilbey Patterson | GN | Ground Floor | GW30 | 99967 | University Vacated | 99939 | Unusable Spaces | 12.09 | Office - F&C Tech(25) | 1 | Office Space Group | 101 | Office - Academic Staff |  | Adequate | 1,419.40 | NO
Thebarton_TB15-Milne Gilbey Patterson_Ground Floor_GW31 _ Layout F&C Tech (25) | TB-TB15-GN-GW31 | TB15-GN-GW31-Layout F&C Tech (25) | Thebarton | TB | TB15 | Milne Gilbey Patterson | GN | Ground Floor | GW31 | 99967 | University Vacated | 99939 | Unusable Spaces | 36.36 | Layout F&C Tech (25) | 6 | General Facility Space Group | 600 | General Facility - Specific type not defined |  | Adequate | 4,781.03 | NO
Thebarton_TB15-Milne Gilbey Patterson_Ground Floor_GW4 _ WC - Access (25) | TB-TB15-GN-GW4 | TB15-GN-GW4-WC - Access (25) | Thebarton | TB | TB15 | Milne Gilbey Patterson | GN | Ground Floor | GW4 | 99967 | University Vacated | 99939 | Unusable Spaces | 4.56 | WC - Access (25) | 8 | Non Useable Floor Area Space Group | 818 | Non-usable - Toilets/Amenities - Unisex Accessible |  | Unknown | 0.00 | NO
Thebarton_TB15-Milne Gilbey Patterson_Ground Floor_GW5 _ WC - M (25) | TB-TB15-GN-GW5 | TB15-GN-GW5-WC - M (25) | Thebarton | TB | TB15 | Milne Gilbey Patterson | GN | Ground Floor | GW5 | 99967 | University Vacated | 99939 | Unusable Spaces | 19.51 | WC - M (25) | 8 | Non Useable Floor Area Space Group | 821 | Non-usable - Toilets/Amenities - Male |  | Unknown | 0.00 | NO
Thebarton_TB15-Milne Gilbey Patterson_Ground Floor_GW6 _ Cleaners Room (25) | TB-TB15-GN-GW6 | TB15-GN-GW6-Cleaners Room (25) | Thebarton | TB | TB15 | Milne Gilbey Patterson | GN | Ground Floor | GW6 | 99967 | University Vacated | 99939 | Unusable Spaces | 3.84 | Cleaners Room (25) | 8 | Non Useable Floor Area Space Group | 806 | Non-usable - Cleaners room |  | Unknown | 0.00 | NO
Thebarton_TB15-Milne Gilbey Patterson_Ground Floor_GW7 _ Laboratory | TB-TB15-GN-GW7 | TB15-GN-GW7-Laboratory | Thebarton | TB | TB15 | Milne Gilbey Patterson | GN | Ground Floor | GW7 | 99967 | University Vacated | 99939 | Unusable Spaces | 41.2 | Laboratory | 3 | Specialist Teaching or Research Space Group | 300 | Laboratory - Specialist teaching and research - type not defined |  | Adequate | 6,433.22 | NO
Thebarton_TB15-Milne Gilbey Patterson_Ground Floor_GW8 _ Comms (ITS)-(25) | TB-TB15-GN-GW8 | TB15-GN-GW8-Comms (ITS)-(25) | Thebarton | TB | TB15 | Milne Gilbey Patterson | GN | Ground Floor | GW8 | 99967 | University Vacated | 99939 | Unusable Spaces | 7.36 | Comms (ITS)-(25) | 8 | Non Useable Floor Area Space Group | 840 | Non-usable - Service riser |  | Unknown | 0.00 | NO
Thebarton_TB15-Milne Gilbey Patterson_Ground Floor_GW9 _ Interview Room (25) | TB-TB15-GN-GW9 | TB15-GN-GW9-Interview Room (25) | Thebarton | TB | TB15 | Milne Gilbey Patterson | GN | Ground Floor | GW9 | 99967 | University Vacated | 99939 | Unusable Spaces | 10.47 | Interview Room (25) | 6 | General Facility Space Group | 601 | General Facility - Committee/Conference/Meeting room |  | Adequate | 1,376.71 | NO
Thebarton_TB15-Milne Gilbey Patterson_Ground Floor_W24A _ Stair | TB-TB15-GN-W24A | TB15-GN-W24A-Stair | Thebarton | TB | TB15 | Milne Gilbey Patterson | GN | Ground Floor | W24A | 99967 | University Vacated | 99939 | Unusable Spaces | 3.2 | Stair | 8 | Non Useable Floor Area Space Group | 805 | Non-usable - Circulation space |  | Unknown | 0.00 | NO
Thebarton_TB22-The Adobe_Ground Floor_G0 _ Office | TB-TB22-GN-G0 | TB22-GN-G0-Office | Thebarton | TB | TB22 | The Adobe | GN | Ground Floor | G0 | 223 | School of Mechanical Engineering | 223 | School of Mechanical Engineering | 17.69 | Office | 1 | Office Space Group | 101 | Office - Academic Staff |  | Barely Adequate | 1,993.79 | NO
Thebarton_TB22-The Adobe_Ground Floor_G1 _ Store | TB-TB22-GN-G1 | TB22-GN-G1-Store | Thebarton | TB | TB22 | The Adobe | GN | Ground Floor | G1 | 223 | School of Mechanical Engineering | 223 | School of Mechanical Engineering | 23.89 | Store | 4 | Ancillary Area Space Group | 419 | Ancillary Area - Store Room - Generic |  | Barely Adequate | 2,369.46 | NO
Thebarton_TB22-The Adobe_Ground Floor_G2 _ Office | TB-TB22-GN-G2 | TB22-GN-G2-Office | Thebarton | TB | TB22 | The Adobe | GN | Ground Floor | G2 | 223 | School of Mechanical Engineering | 223 | School of Mechanical Engineering | 23.89 | Office | 1 | Office Space Group | 101 | Office - Academic Staff |  | Barely Adequate | 2,692.57 | NO
Thebarton_TB22-The Adobe_Ground Floor_G3 _ Office | TB-TB22-GN-G3 | TB22-GN-G3-Office | Thebarton | TB | TB22 | The Adobe | GN | Ground Floor | G3 | 223 | School of Mechanical Engineering | 223 | School of Mechanical Engineering | 17.69 | Office | 1 | Office Space Group | 101 | Office - Academic Staff |  | Barely Adequate | 1,993.79 | NO
Thebarton_TB22-The Adobe_Ground Floor_G4 _ Store | TB-TB22-GN-G4 | TB22-GN-G4-Store | Thebarton | TB | TB22 | The Adobe | GN | Ground Floor | G4 | 223 | School of Mechanical Engineering | 223 | School of Mechanical Engineering | 3.64 | Store | 4 | Ancillary Area Space Group | 419 | Ancillary Area - Store Room - Generic |  | Unknown | 0.00 | NO
Thebarton_TB23-The Palace_Ground Floor_G01 _ Wind Tunnel | TB-TB23-GN-G01 | TB23-GN-G01-Wind Tunnel | Thebarton | TB | TB23 | The Palace | GN | Ground Floor | G01 | 223 | School of Mechanical Engineering | 223 | School of Mechanical Engineering | 567.59 | Wind Tunnel | 3 | Specialist Teaching or Research Space Group | 312 | Laboratory - Research Only |  | Adequate | 88,626.92 | NO
Thebarton_TB24-The Pill Box_Ground Floor_0 _ Verandah (UCA) | TB-TB24-01-0 | TB24-01-0-Verandah (UCA) | Thebarton | TB | TB24 | The Pill Box | 01 | Ground Floor | 0 | 99967 | University Vacated | 99939 | Unusable Spaces | 27.45 | Verandah (UCA) | 8 | Non Useable Floor Area Space Group | 839 | Non-usable - Verandah/Balcony |  | Unknown | 0.00 | NO
Thebarton_TB24-The Pill Box_Ground Floor_1 _ Office - Manager | TB-TB24-01-1 | TB24-01-1-Office - Manager | Thebarton | TB | TB24 | The Pill Box | 01 | Ground Floor | 1 | 218 | School of Chemical Engineering and Advanced Materials | 218 | School of Chemical Engineering and Advanced Materials | 26.14 | Office - Manager | 1 | Office Space Group | 108 | Office - Professional/General Staff |  | Adequate | 3,068.91 | NO
Thebarton_TB24-The Pill Box_Ground Floor_2 _ Office | TB-TB24-01-2 | TB24-01-2-Office | Thebarton | TB | TB24 | The Pill Box | 01 | Ground Floor | 2 | 218 | School of Chemical Engineering and Advanced Materials | 218 | School of Chemical Engineering and Advanced Materials | 47.51 | Office | 1 | Office Space Group | 101 | Office - Academic Staff |  | Adequate | 5,577.82 | NO
Thebarton_TB24-The Pill Box_Ground Floor_3 _ Research Area | TB-TB24-01-3 | TB24-01-3-Research Area | Thebarton | TB | TB24 | The Pill Box | 01 | Ground Floor | 3 | 218 | School of Chemical Engineering and Advanced Materials | 218 | School of Chemical Engineering and Advanced Materials | 74.23 | Research Area | 3 | Specialist Teaching or Research Space Group | 300 | Laboratory - Specialist teaching and research - type not defined |  | Adequate | 11,590.72 | NO
Thebarton_TB24-The Pill Box_Ground Floor_4 _ Corr. | TB-TB24-01-4 | TB24-01-4-Corr. | Thebarton | TB | TB24 | The Pill Box | 01 | Ground Floor | 4 | 99967 | University Vacated | 99939 | Unusable Spaces | 5.54 | Corr. | 8 | Non Useable Floor Area Space Group | 805 | Non-usable - Circulation space |  | Unknown | 0.00 | NO
Thebarton_TB24-The Pill Box_Ground Floor_5 _ Store | TB-TB24-01-5 | TB24-01-5-Store | Thebarton | TB | TB24 | The Pill Box | 01 | Ground Floor | 5 | 218 | School of Chemical Engineering and Advanced Materials | 218 | School of Chemical Engineering and Advanced Materials | 9.36 | Store | 4 | Ancillary Area Space Group | 419 | Ancillary Area - Store Room - Generic |  | Adequate | 967.03 | NO
Thebarton_TB24-The Pill Box_Ground Floor_6 _ Prep Room | TB-TB24-01-6 | TB24-01-6-Prep Room | Thebarton | TB | TB24 | The Pill Box | 01 | Ground Floor | 6 | 218 | School of Chemical Engineering and Advanced Materials | 218 | School of Chemical Engineering and Advanced Materials | 9.36 | Prep Room | 4 | Ancillary Area Space Group | 401 | Ancillary Area - Laboratory Service and Preparation |  | Adequate | 967.03 | NO
Thebarton_TB24-The Pill Box_Ground Floor_7 _ Plantroom | TB-TB24-01-7 | TB24-01-7-Plantroom | Thebarton | TB | TB24 | The Pill Box | 01 | Ground Floor | 7 | 218 | School of Chemical Engineering and Advanced Materials | 218 | School of Chemical Engineering and Advanced Materials | 9.36 | Plantroom | 8 | Non Useable Floor Area Space Group | 811 | Non-usable - Plant room other |  | Adequate | 0.00 | NO
Thebarton_TB25-The Factory 10/Store House 11_Basement_1.7 _ Ramp (10) | TB-TB25-01-1.7 | TB25-01-1.7-Ramp (10) | Thebarton | TB | TB25 | The Factory 10/Store House 11 | 01 | Basement | 1.7 | 99967 | University Vacated | 99939 | Unusable Spaces | 37.95 | Ramp (10) | 8 | Non Useable Floor Area Space Group | 805 | Non-usable - Circulation space |  | Adequate | 0.00 | NO
Thebarton_TB25-The Factory 10/Store House 11_Basement_B.01 _ Corr. (10) | TB-TB25-01-B.01 | TB25-01-B.01-Corr. (10) | Thebarton | TB | TB25 | The Factory 10/Store House 11 | 01 | Basement | B.01 | 99967 | University Vacated | 99939 | Unusable Spaces | 24.15 | Corr. (10) | 8 | Non Useable Floor Area Space Group | 805 | Non-usable - Circulation space |  | Adequate | 0.00 | NO
Thebarton_TB25-The Factory 10/Store House 11_Basement_B.01.1 _ Office (10) | TB-TB25-01-B.01.1 | TB25-01-B.01.1-Office (10) | Thebarton | TB | TB25 | The Factory 10/Store House 11 | 01 | Basement | B.01.1 | 99967 | University Vacated | 99939 | Unusable Spaces | 13.65 | Office (10) | 1 | Office Space Group | 101 | Office - Academic Staff |  | Adequate | 1,602.55 | NO
Thebarton_TB25-The Factory 10/Store House 11_Basement_B.01.10 _ Oil Waste | TB-TB25-01-B.01.10 | TB25-01-B.01.10-Oil Waste | Thebarton | TB | TB25 | The Factory 10/Store House 11 | 01 | Basement | B.01.10 | 99967 | University Vacated | 99939 | Unusable Spaces | 7.38 | Oil Waste | 4 | Ancillary Area Space Group | 418 | Ancillary Area - Dangerous goods storage |  | Adequate | 762.46 | NO
Thebarton_TB25-The Factory 10/Store House 11_Basement_B.01.2 _ Office (10) | TB-TB25-01-B.01.2 | TB25-01-B.01.2-Office (10) | Thebarton | TB | TB25 | The Factory 10/Store House 11 | 01 | Basement | B.01.2 | 99967 | University Vacated | 99939 | Unusable Spaces | 13.33 | Office (10) | 1 | Office Space Group | 101 | Office - Academic Staff |  | Adequate | 1,564.98 | NO
Thebarton_TB25-The Factory 10/Store House 11_Basement_B.01.3 _ Const.Temp. Room (10) | TB-TB25-01-B.01.3 | TB25-01-B.01.3-Const.Temp. Room (10) | Thebarton | TB | TB25 | The Factory 10/Store House 11 | 01 | Basement | B.01.3 | 99967 | University Vacated | 99939 | Unusable Spaces | 26.8 | Const.Temp. Room (10) | 4 | Ancillary Area Space Group | 405 | Ancillary Area - Constant Temperature/ Freezer/Cold/Warm Rooms |  | Adequate | 2,768.83 | NO
Thebarton_TB25-The Factory 10/Store House 11_Basement_B.01.4 _ AES & StackTest(10) | TB-TB25-01-B.01.4 | TB25-01-B.01.4-AES & StackTest(10) | Thebarton | TB | TB25 | The Factory 10/Store House 11 | 01 | Basement | B.01.4 | 99967 | University Vacated | 99939 | Unusable Spaces | 36.48 | AES & StackTest(10) | 3 | Specialist Teaching or Research Space Group | 300 | Laboratory - Specialist teaching and research - type not defined |  | Adequate | 5,696.21 | NO
Thebarton_TB25-The Factory 10/Store House 11_Basement_B.01.5 _ Stack & Work Staging | TB-TB25-01-B.01.5 | TB25-01-B.01.5-Stack & Work Staging | Thebarton | TB | TB25 | The Factory 10/Store House 11 | 01 | Basement | B.01.5 | 99967 | University Vacated | 99939 | Unusable Spaces | 31.42 | Stack & Work Staging | 3 | Specialist Teaching or Research Space Group | 300 | Laboratory - Specialist teaching and research - type not defined |  | Adequate | 4,906.11 | NO
Thebarton_TB25-The Factory 10/Store House 11_Basement_B.01.6 _ Office (10) | TB-TB25-01-B.01.6 | TB25-01-B.01.6-Office (10) | Thebarton | TB | TB25 | The Factory 10/Store House 11 | 01 | Basement | B.01.6 | 99967 | University Vacated | 99939 | Unusable Spaces | 16.23 | Office (10) | 1 | Office Space Group | 101 | Office - Academic Staff |  | Adequate | 1,905.45 | NO
Thebarton_TB25-The Factory 10/Store House 11_Basement_B.01.7 _ IC3 / IC4 Weigh Room | TB-TB25-01-B.01.7 | TB25-01-B.01.7-IC3 / IC4 Weigh Room | Thebarton | TB | TB25 | The Factory 10/Store House 11 | 01 | Basement | B.01.7 | 99967 | University Vacated | 99939 | Unusable Spaces | 27.57 | IC3 / IC4 Weigh Room | 4 | Ancillary Area Space Group | 419 | Ancillary Area - Store Room - Generic |  | Adequate | 2,848.39 | NO
Thebarton_TB25-The Factory 10/Store House 11_Basement_B.01.8 _ Plant room (10) | TB-TB25-01-B.01.8 | TB25-01-B.01.8-Plant room (10) | Thebarton | TB | TB25 | The Factory 10/Store House 11 | 01 | Basement | B.01.8 | 99967 | University Vacated | 99939 | Unusable Spaces | 13.5 | Plant room (10) | 8 | Non Useable Floor Area Space Group | 811 | Non-usable - Plant room other |  | Adequate | 0.00 | NO
Thebarton_TB25-The Factory 10/Store House 11_Basement_B.02.1 _ Radon Room (10) | TB-TB25-01-B.02.1 | TB25-01-B.02.1-Radon Room (10) | Thebarton | TB | TB25 | The Factory 10/Store House 11 | 01 | Basement | B.02.1 | 99967 | University Vacated | 99939 | Unusable Spaces | 20.01 | Radon Room (10) | 4 | Ancillary Area Space Group | 418 | Ancillary Area - Dangerous goods storage |  | Adequate | 2,067.33 | NO
Thebarton_TB25-The Factory 10/Store House 11_Basement_B.02.2 _ Counting Room (10) | TB-TB25-01-B.02.2 | TB25-01-B.02.2-Counting Room (10) | Thebarton | TB | TB25 | The Factory 10/Store House 11 | 01 | Basement | B.02.2 | 99967 | University Vacated | 99939 | Unusable Spaces | 17.89 | Counting Room (10) | 6 | General Facility Space Group | 600 | General Facility - Specific type not defined |  | Adequate | 2,352.38 | NO
Thebarton_TB25-The Factory 10/Store House 11_Basement_B.02.3 _ Store (10) | TB-TB25-01-B.02.3 | TB25-01-B.02.3-Store (10) | Thebarton | TB | TB25 | The Factory 10/Store House 11 | 01 | Basement | B.02.3 | 99967 | University Vacated | 99939 | Unusable Spaces | 21.7 | Store (10) | 4 | Ancillary Area Space Group | 419 | Ancillary Area - Store Room - Generic |  | Adequate | 2,241.93 | NO
Thebarton_TB25-The Factory 10/Store House 11_Basement_B.02.4 _ Standards (10) | TB-TB25-01-B.02.4 | TB25-01-B.02.4-Standards (10) | Thebarton | TB | TB25 | The Factory 10/Store House 11 | 01 | Basement | B.02.4 | 99967 | University Vacated | 99939 | Unusable Spaces | 16.12 | Standards (10) | 6 | General Facility Space Group | 600 | General Facility - Specific type not defined |  | Adequate | 2,119.64 | NO
Thebarton_TB25-The Factory 10/Store House 11_Basement_B.02.4A _ Office (10) | TB-TB25-01-B.02.4A | TB25-01-B.02.4A-Office (10) | Thebarton | TB | TB25 | The Factory 10/Store House 11 | 01 | Basement | B.02.4A | 99967 | University Vacated | 99939 | Unusable Spaces | 20.48 | Office (10) | 1 | Office Space Group | 101 | Office - Academic Staff |  | Adequate | 2,404.41 | NO
Thebarton_TB25-The Factory 10/Store House 11_Basement_B.02.5 _ Laboratory | TB-TB25-01-B.02.5 | TB25-01-B.02.5-Laboratory | Thebarton | TB | TB25 | The Factory 10/Store House 11 | 01 | Basement | B.02.5 | 99967 | University Vacated | 99939 | Unusable Spaces | 15.43 | Laboratory | 3 | Specialist Teaching or Research Space Group | 300 | Laboratory - Specialist teaching and research - type not defined |  | Adequate | 2,409.33 | NO
Thebarton_TB25-The Factory 10/Store House 11_Basement_B.02.6 _ Digestion Room (10) | TB-TB25-01-B.02.6 | TB25-01-B.02.6-Digestion Room (10) | Thebarton | TB | TB25 | The Factory 10/Store House 11 | 01 | Basement | B.02.6 | 99967 | University Vacated | 99939 | Unusable Spaces | 51.26 | Digestion Room (10) | 6 | General Facility Space Group | 600 | General Facility - Specific type not defined |  | Adequate | 6,740.25 | NO
Thebarton_TB25-The Factory 10/Store House 11_Basement_B.02.7 _ Research area(10) | TB-TB25-01-B.02.7 | TB25-01-B.02.7-Research area(10) | Thebarton | TB | TB25 | The Factory 10/Store House 11 | 01 | Basement | B.02.7 | 99967 | University Vacated | 99939 | Unusable Spaces | 120.14 | Research area(10) | 3 | Specialist Teaching or Research Space Group | 300 | Laboratory - Specialist teaching and research - type not defined |  | Adequate | 18,759.38 | NO
Thebarton_TB25-The Factory 10/Store House 11_Basement_B.03.1 _ Research area (10) | TB-TB25-01-B.03.1 | TB25-01-B.03.1-Research area (10) | Thebarton | TB | TB25 | The Factory 10/Store House 11 | 01 | Basement | B.03.1 | 99967 | University Vacated | 99939 | Unusable Spaces | 93.78 | Research area (10) | 3 | Specialist Teaching or Research Space Group | 300 | Laboratory - Specialist teaching and research - type not defined |  | Adequate | 14,643.37 | NO
Thebarton_TB25-The Factory 10/Store House 11_Basement_B.03.1A _ Stair | TB-TB25-01-B.03.1A | TB25-01-B.03.1A-Stair | Thebarton | TB | TB25 | The Factory 10/Store House 11 | 01 | Basement | B.03.1A | 99967 | University Vacated | 99939 | Unusable Spaces | 7.81 | Stair | 8 | Non Useable Floor Area Space Group | 805 | Non-usable - Circulation space |  | Unknown | 0.00 | NO
Thebarton_TB25-The Factory 10/Store House 11_Basement_B.03.2 _ Slab Saw Area(10) | TB-TB25-01-B.03.2 | TB25-01-B.03.2-Slab Saw Area(10) | Thebarton | TB | TB25 | The Factory 10/Store House 11 | 01 | Basement | B.03.2 | 99967 | University Vacated | 99939 | Unusable Spaces | 30.5 | Slab Saw Area(10) | 3 | Specialist Teaching or Research Space Group | 300 | Laboratory - Specialist teaching and research - type not defined |  | Adequate | 4,762.45 | NO
Thebarton_TB25-The Factory 10/Store House 11_Basement_B.03.3 _ Drill Press Area(10) | TB-TB25-01-B.03.3 | TB25-01-B.03.3-Drill Press Area(10) | Thebarton | TB | TB25 | The Factory 10/Store House 11 | 01 | Basement | B.03.3 | 99967 | University Vacated | 99939 | Unusable Spaces | 29.19 | Drill Press Area(10) | 4 | Ancillary Area Space Group | 403 | Ancillary Area - Workshop |  | Adequate | 3,015.75 | NO
Thebarton_TB25-The Factory 10/Store House 11_Basement_B.03.4 _ Core Photo(10) | TB-TB25-01-B.03.4 | TB25-01-B.03.4-Core Photo(10) | Thebarton | TB | TB25 | The Factory 10/Store House 11 | 01 | Basement | B.03.4 | 99967 | University Vacated | 99939 | Unusable Spaces | 29.61 | Core Photo(10) | 6 | General Facility Space Group | 600 | General Facility - Specific type not defined |  | Adequate | 3,893.46 | NO
Thebarton_TB25-The Factory 10/Store House 11_Basement_B.04 _ Corr. (10) | TB-TB25-01-B.04 | TB25-01-B.04-Corr. (10) | Thebarton | TB | TB25 | The Factory 10/Store House 11 | 01 | Basement | B.04 | 99967 | University Vacated | 99939 | Unusable Spaces | 64.89 | Corr. (10) | 8 | Non Useable Floor Area Space Group | 805 | Non-usable - Circulation space |  | Adequate | 0.00 | NO
Thebarton_TB25-The Factory 10/Store House 11_Basement_B.04A _ Stair (10) | TB-TB25-01-B.04A | TB25-01-B.04A-Stair (10) | Thebarton | TB | TB25 | The Factory 10/Store House 11 | 01 | Basement | B.04A | 99967 | University Vacated | 99939 | Unusable Spaces | 10.55 | Stair (10) | 8 | Non Useable Floor Area Space Group | 805 | Non-usable - Circulation space |  | Unknown | 0.00 | NO
Thebarton_TB25-The Factory 10/Store House 11_Basement_B.04D _ Hall (10) | TB-TB25-01-B.04D | TB25-01-B.04D-Hall (10) | Thebarton | TB | TB25 | The Factory 10/Store House 11 | 01 | Basement | B.04D | 99967 | University Vacated | 99939 | Unusable Spaces | 4.55 | Hall (10) | 4 | Ancillary Area Space Group | 419 | Ancillary Area - Store Room - Generic |  | Adequate | 470.08 | NO
Thebarton_TB25-The Factory 10/Store House 11_Basement_B.04E _ VSR | TB-TB25-01-B.04E | TB25-01-B.04E-VSR | Thebarton | TB | TB25 | The Factory 10/Store House 11 | 01 | Basement | B.04E | 99967 | University Vacated | 99939 | Unusable Spaces | 5.6 | VSR | 8 | Non Useable Floor Area Space Group | 840 | Non-usable - Service riser |  | Adequate | 0.00 | NO
Thebarton_TB25-The Factory 10/Store House 11_Basement_B.05.2 _ Store (10) | TB-TB25-01-B.05.2 | TB25-01-B.05.2-Store (10) | Thebarton | TB | TB25 | The Factory 10/Store House 11 | 01 | Basement | B.05.2 | 99967 | University Vacated | 99939 | Unusable Spaces | 6.02 | Store (10) | 4 | Ancillary Area Space Group | 419 | Ancillary Area - Store Room - Generic |  | Adequate | 621.95 | NO
Thebarton_TB25-The Factory 10/Store House 11_Basement_B.05.3 _ Foyer | TB-TB25-01-B.05.3 | TB25-01-B.05.3-Foyer | Thebarton | TB | TB25 | The Factory 10/Store House 11 | 01 | Basement | B.05.3 | 99967 | University Vacated | 99939 | Unusable Spaces | 41.68 | Foyer | 8 | Non Useable Floor Area Space Group | 805 | Non-usable - Circulation space |  | Adequate | 0.00 | NO
Thebarton_TB25-The Factory 10/Store House 11_Basement_B.05.3D _ Store | TB-TB25-01-B.05.3D | TB25-01-B.05.3D-Store | Thebarton | TB | TB25 | The Factory 10/Store House 11 | 01 | Basement | B.05.3D | 99967 | University Vacated | 99939 | Unusable Spaces | 3.89 | Store | 4 | Ancillary Area Space Group | 419 | Ancillary Area - Store Room - Generic |  | Adequate | 401.89 | NO
Thebarton_TB25-The Factory 10/Store House 11_Basement_B.05.4 _ Stair (10) | TB-TB25-01-B.05.4 | TB25-01-B.05.4-Stair (10) | Thebarton | TB | TB25 | The Factory 10/Store House 11 | 01 | Basement | B.05.4 | 99967 | University Vacated | 99939 | Unusable Spaces | 4.23 | Stair (10) | 8 | Non Useable Floor Area Space Group | 805 | Non-usable - Circulation space |  | Unknown | 0.00 | NO
Thebarton_TB25-The Factory 10/Store House 11_Basement_B.06 _ XRF Room | TB-TB25-01-B.06 | TB25-01-B.06-XRF Room | Thebarton | TB | TB25 | The Factory 10/Store House 11 | 01 | Basement | B.06 | 99967 | University Vacated | 99939 | Unusable Spaces | 83.3 | XRF Room | 3 | Specialist Teaching or Research Space Group | 300 | Laboratory - Specialist teaching and research - type not defined |  | Adequate | 13,006.96 | NO
Thebarton_TB25-The Factory 10/Store House 11_Basement_B.06.3 _ Fused Bead | TB-TB25-01-B.06.3 | TB25-01-B.06.3-Fused Bead | Thebarton | TB | TB25 | The Factory 10/Store House 11 | 01 | Basement | B.06.3 | 99967 | University Vacated | 99939 | Unusable Spaces | 22.37 | Fused Bead | 3 | Specialist Teaching or Research Space Group | 300 | Laboratory - Specialist teaching and research - type not defined |  | Adequate | 3,492.99 | NO
Thebarton_TB25-The Factory 10/Store House 11_Basement_B.06.4 _ Store / Corridor | TB-TB25-01-B.06.4 | TB25-01-B.06.4-Store / Corridor | Thebarton | TB | TB25 | The Factory 10/Store House 11 | 01 | Basement | B.06.4 | 99967 | University Vacated | 99939 | Unusable Spaces | 19.21 | Store / Corridor | 8 | Non Useable Floor Area Space Group | 805 | Non-usable - Circulation space |  | Adequate | 0.00 | NO
Thebarton_TB25-The Factory 10/Store House 11_Basement_B.06.5 _ XRF Press Room | TB-TB25-01-B.06.5 | TB25-01-B.06.5-XRF Press Room | Thebarton | TB | TB25 | The Factory 10/Store House 11 | 01 | Basement | B.06.5 | 99967 | University Vacated | 99939 | Unusable Spaces | 47.42 | XRF Press Room | 4 | Ancillary Area Space Group | 401 | Ancillary Area - Laboratory Service and Preparation |  | Adequate | 4,899.18 | NO
Thebarton_TB25-The Factory 10/Store House 11_Basement_B.06.6 _ IC3 / IC4 Weigh | TB-TB25-01-B.06.6 | TB25-01-B.06.6-IC3 / IC4 Weigh | Thebarton | TB | TB25 | The Factory 10/Store House 11 | 01 | Basement | B.06.6 | 99967 | University Vacated | 99939 | Unusable Spaces | 49.49 | IC3 / IC4 Weigh | 3 | Specialist Teaching or Research Space Group | 300 | Laboratory - Specialist teaching and research - type not defined |  | Adequate | 7,727.67 | NO
Thebarton_TB25-The Factory 10/Store House 11_Basement_B.06.7 _ Mechanical Testing | TB-TB25-01-B.06.7 | TB25-01-B.06.7-Mechanical Testing | Thebarton | TB | TB25 | The Factory 10/Store House 11 | 01 | Basement | B.06.7 | 99967 | University Vacated | 99939 | Unusable Spaces | 31.7 | Mechanical Testing | 3 | Specialist Teaching or Research Space Group | 300 | Laboratory - Specialist teaching and research - type not defined |  | Adequate | 4,949.83 | NO
Thebarton_TB25-The Factory 10/Store House 11_Basement_B.07.1 _ WC - M (10) | TB-TB25-01-B.07.1 | TB25-01-B.07.1-WC - M (10) | Thebarton | TB | TB25 | The Factory 10/Store House 11 | 01 | Basement | B.07.1 | 99967 | University Vacated | 99939 | Unusable Spaces | 14.08 | WC - M (10) | 8 | Non Useable Floor Area Space Group | 821 | Non-usable - Toilets/Amenities - Male |  | Adequate | 0.00 | NO
Thebarton_TB25-The Factory 10/Store House 11_Basement_B.07.2 _ WC - F (10) | TB-TB25-01-B.07.2 | TB25-01-B.07.2-WC - F (10) | Thebarton | TB | TB25 | The Factory 10/Store House 11 | 01 | Basement | B.07.2 | 99967 | University Vacated | 99939 | Unusable Spaces | 12.4 | WC - F (10) | 8 | Non Useable Floor Area Space Group | 820 | Non-usable - Toilets/Amenities - Female |  | Adequate | 0.00 | NO
Thebarton_TB25-The Factory 10/Store House 11_Ground Floor_G.01.05 _ Office - Open Plan | TB-TB25-02-G.01.05 | TB25-02-G.01.05-Office - Open Plan | Thebarton | TB | TB25 | The Factory 10/Store House 11 | 02 | Ground Floor | G.01.05 | 99967 | University Vacated | 99939 | Unusable Spaces | 61.27 | Office - Open Plan | 1 | Office Space Group | 112 | Open Plan - Academic Staff |  | Adequate | 7,193.28 | NO
Thebarton_TB25-The Factory 10/Store House 11_Ground Floor_G.01.1 _ Office (10) | TB-TB25-02-G.01.1 | TB25-02-G.01.1-Office (10) | Thebarton | TB | TB25 | The Factory 10/Store House 11 | 02 | Ground Floor | G.01.1 | 99967 | University Vacated | 99939 | Unusable Spaces | 12.25 | Office (10) | 1 | Office Space Group | 101 | Office - Academic Staff |  | Adequate | 1,438.19 | NO
Thebarton_TB25-The Factory 10/Store House 11_Ground Floor_G.01.2 _ Office (10) | TB-TB25-02-G.01.2 | TB25-02-G.01.2-Office (10) | Thebarton | TB | TB25 | The Factory 10/Store House 11 | 02 | Ground Floor | G.01.2 | 99967 | University Vacated | 99939 | Unusable Spaces | 11.73 | Office (10) | 1 | Office Space Group | 101 | Office - Academic Staff |  | Adequate | 1,377.14 | NO
Thebarton_TB25-The Factory 10/Store House 11_Ground Floor_G.01.3 _ Office (10) | TB-TB25-02-G.01.3 | TB25-02-G.01.3-Office (10) | Thebarton | TB | TB25 | The Factory 10/Store House 11 | 02 | Ground Floor | G.01.3 | 99967 | University Vacated | 99939 | Unusable Spaces | 12.43 | Office (10) | 1 | Office Space Group | 101 | Office - Academic Staff |  | Adequate | 1,459.32 | NO
Thebarton_TB25-The Factory 10/Store House 11_Ground Floor_G.01.4 _ Reception | TB-TB25-02-G.01.4 | TB25-02-G.01.4-Reception | Thebarton | TB | TB25 | The Factory 10/Store House 11 | 02 | Ground Floor | G.01.4 | 99967 | University Vacated | 99939 | Unusable Spaces | 35.97 | Reception | 6 | General Facility Space Group | 623 | General Facility - Waiting Area/Foyer/Reception Area |  | Adequate | 4,729.75 | NO
Thebarton_TB25-The Factory 10/Store House 11_Ground Floor_G.01.4A _ Office | TB-TB25-02-G.01.4A | TB25-02-G.01.4A-Office | Thebarton | TB | TB25 | The Factory 10/Store House 11 | 02 | Ground Floor | G.01.4A | 99967 | University Vacated | 99939 | Unusable Spaces | 26.18 | Office | 1 | Office Space Group | 101 | Office - Academic Staff |  | Adequate | 3,073.61 | NO
Thebarton_TB25-The Factory 10/Store House 11_Ground Floor_G.01.6 _ Photocopy (10) | TB-TB25-02-G.01.6 | TB25-02-G.01.6-Photocopy (10) | Thebarton | TB | TB25 | The Factory 10/Store House 11 | 02 | Ground Floor | G.01.6 | 99967 | University Vacated | 99939 | Unusable Spaces | 9.18 | Photocopy (10) | 6 | General Facility Space Group | 603 | General Facility - Resource room |  | Adequate | 1,207.09 | NO
Thebarton_TB25-The Factory 10/Store House 11_Ground Floor_G.01.7 _ File store (10) | TB-TB25-02-G.01.7 | TB25-02-G.01.7-File store (10) | Thebarton | TB | TB25 | The Factory 10/Store House 11 | 02 | Ground Floor | G.01.7 | 99967 | University Vacated | 99939 | Unusable Spaces | 9.95 | File store (10) | 3 | Specialist Teaching or Research Space Group | 300 | Laboratory - Specialist teaching and research - type not defined |  | Adequate | 1,553.65 | NO
Thebarton_TB25-The Factory 10/Store House 11_Ground Floor_G.01.8 _ Meeting (10) | TB-TB25-02-G.01.8 | TB25-02-G.01.8-Meeting (10) | Thebarton | TB | TB25 | The Factory 10/Store House 11 | 02 | Ground Floor | G.01.8 | 99967 | University Vacated | 99939 | Unusable Spaces | 18.36 | Meeting (10) | 6 | General Facility Space Group | 601 | General Facility - Committee/Conference/Meeting room |  | Adequate | 2,414.18 | NO
Thebarton_TB25-The Factory 10/Store House 11_Ground Floor_G.01.8D _ VSR | TB-TB25-02-G.01.8D | TB25-02-G.01.8D-VSR | Thebarton | TB | TB25 | The Factory 10/Store House 11 | 02 | Ground Floor | G.01.8D | 99967 | University Vacated | 99939 | Unusable Spaces | 0.27 | VSR | 8 | Non Useable Floor Area Space Group | 840 | Non-usable - Service riser |  | Unknown | 0.00 | NO
Thebarton_TB25-The Factory 10/Store House 11_Ground Floor_G.02.10 _ Instrument Room (10) | TB-TB25-02-G.02.10 | TB25-02-G.02.10-Instrument Room (10) | Thebarton | TB | TB25 | The Factory 10/Store House 11 | 02 | Ground Floor | G.02.10 | 99967 | University Vacated | 99939 | Unusable Spaces | 23.37 | Instrument Room (10) | 4 | Ancillary Area Space Group | 402 | Ancillary Area - Instrument Room |  | Adequate | 2,414.46 | NO
Thebarton_TB25-The Factory 10/Store House 11_Ground Floor_G.02.10D _ VSR | TB-TB25-02-G.02.10D | TB25-02-G.02.10D-VSR | Thebarton | TB | TB25 | The Factory 10/Store House 11 | 02 | Ground Floor | G.02.10D | 99967 | University Vacated | 99939 | Unusable Spaces | 0.72 | VSR | 8 | Non Useable Floor Area Space Group | 840 | Non-usable - Service riser |  | Unknown | 0.00 | NO
Thebarton_TB25-The Factory 10/Store House 11_Ground Floor_G.02.11 _ Corr. (10) | TB-TB25-02-G.02.11 | TB25-02-G.02.11-Corr. (10) | Thebarton | TB | TB25 | The Factory 10/Store House 11 | 02 | Ground Floor | G.02.11 | 99967 | University Vacated | 99939 | Unusable Spaces | 69.58 | Corr. (10) | 8 | Non Useable Floor Area Space Group | 805 | Non-usable - Circulation space |  | Adequate | 0.00 | NO
Thebarton_TB25-The Factory 10/Store House 11_Ground Floor_G.02.2 _ Instrument Room (10) | TB-TB25-02-G.02.2 | TB25-02-G.02.2-Instrument Room (10) | Thebarton | TB | TB25 | The Factory 10/Store House 11 | 02 | Ground Floor | G.02.2 | 99967 | University Vacated | 99939 | Unusable Spaces | 24.54 | Instrument Room (10) | 4 | Ancillary Area Space Group | 402 | Ancillary Area - Instrument Room |  | Adequate | 2,535.34 | NO
Thebarton_TB25-The Factory 10/Store House 11_Ground Floor_G.02.2A _ Materials Office (10) | TB-TB25-02-G.02.2A | TB25-02-G.02.2A-Materials Office (10) | Thebarton | TB | TB25 | The Factory 10/Store House 11 | 02 | Ground Floor | G.02.2A | 99967 | University Vacated | 99939 | Unusable Spaces | 20.03 | Materials Office (10) | 1 | Office Space Group | 101 | Office - Academic Staff |  | Adequate | 2,351.58 | NO
Thebarton_TB25-The Factory 10/Store House 11_Ground Floor_G.02.3 _ Water Laboratory (10) | TB-TB25-02-G.02.3 | TB25-02-G.02.3-Water Laboratory (10) | Thebarton | TB | TB25 | The Factory 10/Store House 11 | 02 | Ground Floor | G.02.3 | 99967 | University Vacated | 99939 | Unusable Spaces | 45.87 | Water Laboratory (10) | 3 | Specialist Teaching or Research Space Group | 300 | Laboratory - Specialist teaching and research - type not defined |  | Adequate | 7,162.42 | NO
Thebarton_TB25-The Factory 10/Store House 11_Ground Floor_G.02.3D _ Stair (10) | TB-TB25-02-G.02.3D | TB25-02-G.02.3D-Stair (10) | Thebarton | TB | TB25 | The Factory 10/Store House 11 | 02 | Ground Floor | G.02.3D | 99967 | University Vacated | 99939 | Unusable Spaces | 2.76 | Stair (10) | 8 | Non Useable Floor Area Space Group | 805 | Non-usable - Circulation space |  | Unknown | 0.00 | NO
Thebarton_TB25-The Factory 10/Store House 11_Ground Floor_G.02.3E _ VSR | TB-TB25-02-G.02.3E | TB25-02-G.02.3E-VSR | Thebarton | TB | TB25 | The Factory 10/Store House 11 | 02 | Ground Floor | G.02.3E | 99967 | University Vacated | 99939 | Unusable Spaces | 0.64 | VSR | 8 | Non Useable Floor Area Space Group | 840 | Non-usable - Service riser |  | Unknown | 0.00 | NO
Thebarton_TB25-The Factory 10/Store House 11_Ground Floor_G.02.3F _ VSR | TB-TB25-02-G.02.3F | TB25-02-G.02.3F-VSR | Thebarton | TB | TB25 | The Factory 10/Store House 11 | 02 | Ground Floor | G.02.3F | 99967 | University Vacated | 99939 | Unusable Spaces | 0.64 | VSR | 8 | Non Useable Floor Area Space Group | 840 | Non-usable - Service riser |  | Unknown | 0.00 | NO
Thebarton_TB25-The Factory 10/Store House 11_Ground Floor_G.02.3K _ Stair (10) | TB-TB25-02-G.02.3K | TB25-02-G.02.3K-Stair (10) | Thebarton | TB | TB25 | The Factory 10/Store House 11 | 02 | Ground Floor | G.02.3K | 99967 | University Vacated | 99939 | Unusable Spaces | 4.28 | Stair (10) | 8 | Non Useable Floor Area Space Group | 805 | Non-usable - Circulation space |  | Unknown | 0.00 | NO
Thebarton_TB25-The Factory 10/Store House 11_Ground Floor_G.02.4 _ Office - Open Plan (10) | TB-TB25-02-G.02.4 | TB25-02-G.02.4-Office - Open Plan (10) | Thebarton | TB | TB25 | The Factory 10/Store House 11 | 02 | Ground Floor | G.02.4 | 99967 | University Vacated | 99939 | Unusable Spaces | 31.38 | Office - Open Plan (10) | 1 | Office Space Group | 112 | Open Plan - Academic Staff |  | Adequate | 3,684.11 | NO
Thebarton_TB25-The Factory 10/Store House 11_Ground Floor_G.02.4D _ VSR | TB-TB25-02-G.02.4D | TB25-02-G.02.4D-VSR | Thebarton | TB | TB25 | The Factory 10/Store House 11 | 02 | Ground Floor | G.02.4D | 99967 | University Vacated | 99939 | Unusable Spaces | 0.42 | VSR | 8 | Non Useable Floor Area Space Group | 840 | Non-usable - Service riser |  | Unknown | 0.00 | NO
Thebarton_TB25-The Factory 10/Store House 11_Ground Floor_G.02.5 _ Organic Prepartation | TB-TB25-02-G.02.5 | TB25-02-G.02.5-Organic Prepartation | Thebarton | TB | TB25 | The Factory 10/Store House 11 | 02 | Ground Floor | G.02.5 | 99967 | University Vacated | 99939 | Unusable Spaces | 45.02 | Organic Prepartation | 3 | Specialist Teaching or Research Space Group | 300 | Laboratory - Specialist teaching and research - type not defined |  | Adequate | 7,029.69 | NO
Thebarton_TB25-The Factory 10/Store House 11_Ground Floor_G.02.5D _ VSR | TB-TB25-02-G.02.5D | TB25-02-G.02.5D-VSR | Thebarton | TB | TB25 | The Factory 10/Store House 11 | 02 | Ground Floor | G.02.5D | 99967 | University Vacated | 99939 | Unusable Spaces | 0.64 | VSR | 8 | Non Useable Floor Area Space Group | 840 | Non-usable - Service riser |  | Unknown | 0.00 | NO
Thebarton_TB25-The Factory 10/Store House 11_Ground Floor_G.02.5E _ VSR | TB-TB25-02-G.02.5E | TB25-02-G.02.5E-VSR | Thebarton | TB | TB25 | The Factory 10/Store House 11 | 02 | Ground Floor | G.02.5E | 99967 | University Vacated | 99939 | Unusable Spaces | 0.72 | VSR | 8 | Non Useable Floor Area Space Group | 840 | Non-usable - Service riser |  | Unknown | 0.00 | NO
Thebarton_TB25-The Factory 10/Store House 11_Ground Floor_G.02.5G _ VSR | TB-TB25-02-G.02.5G | TB25-02-G.02.5G-VSR | Thebarton | TB | TB25 | The Factory 10/Store House 11 | 02 | Ground Floor | G.02.5G | 99967 | University Vacated | 99939 | Unusable Spaces | 0.49 | VSR | 8 | Non Useable Floor Area Space Group | 840 | Non-usable - Service riser |  | Unknown | 0.00 | NO
Thebarton_TB25-The Factory 10/Store House 11_Ground Floor_G.02.6 _ Microbiology (10) | TB-TB25-02-G.02.6 | TB25-02-G.02.6-Microbiology (10) | Thebarton | TB | TB25 | The Factory 10/Store House 11 | 02 | Ground Floor | G.02.6 | 99967 | University Vacated | 99939 | Unusable Spaces | 15.65 | Microbiology (10) | 3 | Specialist Teaching or Research Space Group | 300 | Laboratory - Specialist teaching and research - type not defined |  | Adequate | 2,443.69 | NO
Thebarton_TB25-The Factory 10/Store House 11_Ground Floor_G.02.6D _ Ramp (10) | TB-TB25-02-G.02.6D | TB25-02-G.02.6D-Ramp (10) | Thebarton | TB | TB25 | The Factory 10/Store House 11 | 02 | Ground Floor | G.02.6D | 99967 | University Vacated | 99939 | Unusable Spaces | 40.09 | Ramp (10) | 8 | Non Useable Floor Area Space Group | 805 | Non-usable - Circulation space |  | Unknown | 0.00 | NO
Thebarton_TB25-The Factory 10/Store House 11_Ground Floor_G.02.7 _ TGP&FP Leach Laboratory (10) | TB-TB25-02-G.02.7 | TB25-02-G.02.7-TGP&FP Leach Laboratory (10) | Thebarton | TB | TB25 | The Factory 10/Store House 11 | 02 | Ground Floor | G.02.7 | 99967 | University Vacated | 99939 | Unusable Spaces | 26.53 | TGP&FP Leach Laboratory (10) | 3 | Specialist Teaching or Research Space Group | 300 | Laboratory - Specialist teaching and research - type not defined |  | Adequate | 4,142.55 | NO
Thebarton_TB25-The Factory 10/Store House 11_Ground Floor_G.02.8 _ Instrument Room (10) | TB-TB25-02-G.02.8 | TB25-02-G.02.8-Instrument Room (10) | Thebarton | TB | TB25 | The Factory 10/Store House 11 | 02 | Ground Floor | G.02.8 | 99967 | University Vacated | 99939 | Unusable Spaces | 21.1 | Instrument Room (10) | 4 | Ancillary Area Space Group | 402 | Ancillary Area - Instrument Room |  | Adequate | 2,179.94 | NO
Thebarton_TB25-The Factory 10/Store House 11_Ground Floor_G.02.8D _ Store (10) | TB-TB25-02-G.02.8D | TB25-02-G.02.8D-Store (10) | Thebarton | TB | TB25 | The Factory 10/Store House 11 | 02 | Ground Floor | G.02.8D | 99967 | University Vacated | 99939 | Unusable Spaces | 5.94 | Store (10) | 4 | Ancillary Area Space Group | 419 | Ancillary Area - Store Room - Generic |  | Adequate | 613.69 | NO
Thebarton_TB25-The Factory 10/Store House 11_Ground Floor_G.02.9 _ Instrument Room (10) | TB-TB25-02-G.02.9 | TB25-02-G.02.9-Instrument Room (10) | Thebarton | TB | TB25 | The Factory 10/Store House 11 | 02 | Ground Floor | G.02.9 | 99967 | University Vacated | 99939 | Unusable Spaces | 27.58 | Instrument Room (10) | 4 | Ancillary Area Space Group | 402 | Ancillary Area - Instrument Room |  | Adequate | 2,849.42 | NO
Thebarton_TB25-The Factory 10/Store House 11_Ground Floor_G.02A _ VSR | TB-TB25-02-G.02A | TB25-02-G.02A-VSR | Thebarton | TB | TB25 | The Factory 10/Store House 11 | 02 | Ground Floor | G.02A | 99967 | University Vacated | 99939 | Unusable Spaces | 0.36 | VSR | 8 | Non Useable Floor Area Space Group | 840 | Non-usable - Service riser |  | Unknown | 0.00 | NO
Thebarton_TB25-The Factory 10/Store House 11_Ground Floor_G.03.1 _ Office (10) | TB-TB25-02-G.03.1 | TB25-02-G.03.1-Office (10) | Thebarton | TB | TB25 | The Factory 10/Store House 11 | 02 | Ground Floor | G.03.1 | 99967 | University Vacated | 99939 | Unusable Spaces | 12.54 | Office (10) | 1 | Office Space Group | 101 | Office - Academic Staff |  | Adequate | 1,472.23 | NO
Thebarton_TB25-The Factory 10/Store House 11_Ground Floor_G.03.1A _ Foyer (10) | TB-TB25-02-G.03.1A | TB25-02-G.03.1A-Foyer (10) | Thebarton | TB | TB25 | The Factory 10/Store House 11 | 02 | Ground Floor | G.03.1A | 99967 | University Vacated | 99939 | Unusable Spaces | 6.53 | Foyer (10) | 8 | Non Useable Floor Area Space Group | 805 | Non-usable - Circulation space |  | Adequate | 0.00 | NO
Thebarton_TB25-The Factory 10/Store House 11_Ground Floor_G.03.2 _ Office (10) | TB-TB25-02-G.03.2 | TB25-02-G.03.2-Office (10) | Thebarton | TB | TB25 | The Factory 10/Store House 11 | 02 | Ground Floor | G.03.2 | 99967 | University Vacated | 99939 | Unusable Spaces | 14.52 | Office (10) | 1 | Office Space Group | 101 | Office - Academic Staff |  | Adequate | 1,704.69 | NO
Thebarton_TB25-The Factory 10/Store House 11_Ground Floor_G.03.3 _ Office (10) | TB-TB25-02-G.03.3 | TB25-02-G.03.3-Office (10) | Thebarton | TB | TB25 | The Factory 10/Store House 11 | 02 | Ground Floor | G.03.3 | 99967 | University Vacated | 99939 | Unusable Spaces | 12.26 | Office (10) | 1 | Office Space Group | 101 | Office - Academic Staff |  | Adequate | 1,439.36 | NO
Thebarton_TB25-The Factory 10/Store House 11_Ground Floor_G.03.4 _ Office (10) | TB-TB25-02-G.03.4 | TB25-02-G.03.4-Office (10) | Thebarton | TB | TB25 | The Factory 10/Store House 11 | 02 | Ground Floor | G.03.4 | 99967 | University Vacated | 99939 | Unusable Spaces | 17.97 | Office (10) | 1 | Office Space Group | 101 | Office - Academic Staff |  | Adequate | 2,109.73 | NO
Thebarton_TB25-The Factory 10/Store House 11_Ground Floor_G.03.5 _ Office (10) | TB-TB25-02-G.03.5 | TB25-02-G.03.5-Office (10) | Thebarton | TB | TB25 | The Factory 10/Store House 11 | 02 | Ground Floor | G.03.5 | 99967 | University Vacated | 99939 | Unusable Spaces | 16.18 | Office (10) | 1 | Office Space Group | 101 | Office - Academic Staff |  | Adequate | 1,899.58 | NO
Thebarton_TB25-The Factory 10/Store House 11_Ground Floor_G.03.6 _ Office (10) | TB-TB25-02-G.03.6 | TB25-02-G.03.6-Office (10) | Thebarton | TB | TB25 | The Factory 10/Store House 11 | 02 | Ground Floor | G.03.6 | 99967 | University Vacated | 99939 | Unusable Spaces | 9.57 | Office (10) | 1 | Office Space Group | 101 | Office - Academic Staff |  | Adequate | 1,123.55 | NO
Thebarton_TB25-The Factory 10/Store House 11_Ground Floor_G.03.7 _ Office (10) | TB-TB25-02-G.03.7 | TB25-02-G.03.7-Office (10) | Thebarton | TB | TB25 | The Factory 10/Store House 11 | 02 | Ground Floor | G.03.7 | 99967 | University Vacated | 99939 | Unusable Spaces | 21.12 | Office (10) | 1 | Office Space Group | 101 | Office - Academic Staff |  | Adequate | 2,479.55 | NO
Thebarton_TB25-The Factory 10/Store House 11_Ground Floor_G.03.7D _ Stair | TB-TB25-02-G.03.7D | TB25-02-G.03.7D-Stair | Thebarton | TB | TB25 | The Factory 10/Store House 11 | 02 | Ground Floor | G.03.7D | 99967 | University Vacated | 99939 | Unusable Spaces | 8.86 | Stair | 8 | Non Useable Floor Area Space Group | 805 | Non-usable - Circulation space |  | Unknown | 0.00 | NO
Thebarton_TB25-The Factory 10/Store House 11_Ground Floor_G.03.7G _ VSR | TB-TB25-02-G.03.7G | TB25-02-G.03.7G-VSR | Thebarton | TB | TB25 | The Factory 10/Store House 11 | 02 | Ground Floor | G.03.7G | 99967 | University Vacated | 99939 | Unusable Spaces | 7.75 | VSR | 8 | Non Useable Floor Area Space Group | 840 | Non-usable - Service riser |  | Unknown | 0.00 | NO
Thebarton_TB25-The Factory 10/Store House 11_Ground Floor_G.03.8 _ Laboratory (10) | TB-TB25-02-G.03.8 | TB25-02-G.03.8-Laboratory (10) | Thebarton | TB | TB25 | The Factory 10/Store House 11 | 02 | Ground Floor | G.03.8 | 99967 | University Vacated | 99939 | Unusable Spaces | 99.23 | Laboratory (10) | 3 | Specialist Teaching or Research Space Group | 300 | Laboratory - Specialist teaching and research - type not defined |  | Adequate | 15,494.37 | NO
Thebarton_TB25-The Factory 10/Store House 11_Ground Floor_G.03.9 _ Reception | TB-TB25-02-G.03.9 | TB25-02-G.03.9-Reception | Thebarton | TB | TB25 | The Factory 10/Store House 11 | 02 | Ground Floor | G.03.9 | 99967 | University Vacated | 99939 | Unusable Spaces | 41.56 | Reception | 6 | General Facility Space Group | 623 | General Facility - Waiting Area/Foyer/Reception Area |  | Adequate | 5,464.78 | NO
Thebarton_TB25-The Factory 10/Store House 11_Ground Floor_G.03.9D _ WC - M | TB-TB25-02-G.03.9D | TB25-02-G.03.9D-WC - M | Thebarton | TB | TB25 | The Factory 10/Store House 11 | 02 | Ground Floor | G.03.9D | 99967 | University Vacated | 99939 | Unusable Spaces | 9.64 | WC - M | 8 | Non Useable Floor Area Space Group | 821 | Non-usable - Toilets/Amenities - Male |  | Unknown | 0.00 | NO
Thebarton_TB25-The Factory 10/Store House 11_Ground Floor_G.04.05 _ Laboratory | TB-TB25-02-G.04.05 | TB25-02-G.04.05-Laboratory | Thebarton | TB | TB25 | The Factory 10/Store House 11 | 02 | Ground Floor | G.04.05 | 99967 | University Vacated | 99939 | Unusable Spaces | 43.69 | Laboratory | 3 | Specialist Teaching or Research Space Group | 300 | Laboratory - Specialist teaching and research - type not defined |  | Adequate | 6,822.02 | NO
Thebarton_TB25-The Factory 10/Store House 11_Ground Floor_G.04.06 _ Laboratory | TB-TB25-02-G.04.06 | TB25-02-G.04.06-Laboratory | Thebarton | TB | TB25 | The Factory 10/Store House 11 | 02 | Ground Floor | G.04.06 | 99967 | University Vacated | 99939 | Unusable Spaces | 86.37 | Laboratory | 3 | Specialist Teaching or Research Space Group | 300 | Laboratory - Specialist teaching and research - type not defined |  | Adequate | 13,486.33 | NO
Thebarton_TB25-The Factory 10/Store House 11_Ground Floor_G.04.07 _ Laboratory | TB-TB25-02-G.04.07 | TB25-02-G.04.07-Laboratory | Thebarton | TB | TB25 | The Factory 10/Store House 11 | 02 | Ground Floor | G.04.07 | 99967 | University Vacated | 99939 | Unusable Spaces | 48.81 | Laboratory | 3 | Specialist Teaching or Research Space Group | 300 | Laboratory - Specialist teaching and research - type not defined |  | Adequate | 7,621.49 | NO
Thebarton_TB25-The Factory 10/Store House 11_Ground Floor_G.04.3 _ Office - Open Plan (10) | TB-TB25-02-G.04.3 | TB25-02-G.04.3-Office - Open Plan (10) | Thebarton | TB | TB25 | The Factory 10/Store House 11 | 02 | Ground Floor | G.04.3 | 99967 | University Vacated | 99939 | Unusable Spaces | 21.83 | Office - Open Plan (10) | 1 | Office Space Group | 112 | Open Plan - Academic Staff |  | Adequate | 2,562.91 | NO
Thebarton_TB25-The Factory 10/Store House 11_Ground Floor_G.04.3A _ Fire services (10) | TB-TB25-02-G.04.3A | TB25-02-G.04.3A-Fire services (10) | Thebarton | TB | TB25 | The Factory 10/Store House 11 | 02 | Ground Floor | G.04.3A | 99967 | University Vacated | 99939 | Unusable Spaces | 4.46 | Fire services (10) | 8 | Non Useable Floor Area Space Group | 840 | Non-usable - Service riser |  | Adequate | 0.00 | NO
Thebarton_TB25-The Factory 10/Store House 11_Ground Floor_G.04.4E _ Stair | TB-TB25-02-G.04.4E | TB25-02-G.04.4E-Stair | Thebarton | TB | TB25 | The Factory 10/Store House 11 | 02 | Ground Floor | G.04.4E | 99967 | University Vacated | 99939 | Unusable Spaces | 7.96 | Stair | 8 | Non Useable Floor Area Space Group | 805 | Non-usable - Circulation space |  | Unknown | 0.00 | NO
Thebarton_TB25-The Factory 10/Store House 11_Ground Floor_G.04.7D _ VSR | TB-TB25-02-G.04.7D | TB25-02-G.04.7D-VSR | Thebarton | TB | TB25 | The Factory 10/Store House 11 | 02 | Ground Floor | G.04.7D | 99967 | University Vacated | 99939 | Unusable Spaces | 27.46 | VSR | 8 | Non Useable Floor Area Space Group | 840 | Non-usable - Service riser |  | Unknown | 0.00 | NO
Thebarton_TB25-The Factory 10/Store House 11_Ground Floor_G.04.7E _ VSR | TB-TB25-02-G.04.7E | TB25-02-G.04.7E-VSR | Thebarton | TB | TB25 | The Factory 10/Store House 11 | 02 | Ground Floor | G.04.7E | 99967 | University Vacated | 99939 | Unusable Spaces | 0.64 | VSR | 8 | Non Useable Floor Area Space Group | 840 | Non-usable - Service riser |  | Unknown | 0.00 | NO
Thebarton_TB25-The Factory 10/Store House 11_Ground Floor_G.04.7F _ VSR | TB-TB25-02-G.04.7F | TB25-02-G.04.7F-VSR | Thebarton | TB | TB25 | The Factory 10/Store House 11 | 02 | Ground Floor | G.04.7F | 99967 | University Vacated | 99939 | Unusable Spaces | 0.68 | VSR | 8 | Non Useable Floor Area Space Group | 840 | Non-usable - Service riser |  | Unknown | 0.00 | NO
Thebarton_TB25-The Factory 10/Store House 11_Ground Floor_G.04.7G _ VSR | TB-TB25-02-G.04.7G | TB25-02-G.04.7G-VSR | Thebarton | TB | TB25 | The Factory 10/Store House 11 | 02 | Ground Floor | G.04.7G | 99967 | University Vacated | 99939 | Unusable Spaces | 0.72 | VSR | 8 | Non Useable Floor Area Space Group | 840 | Non-usable - Service riser |  | Unknown | 0.00 | NO
Thebarton_TB25-The Factory 10/Store House 11_Ground Floor_G.05.1 _ Laboratory (10) | TB-TB25-02-G.05.1 | TB25-02-G.05.1-Laboratory (10) | Thebarton | TB | TB25 | The Factory 10/Store House 11 | 02 | Ground Floor | G.05.1 | 99967 | University Vacated | 99939 | Unusable Spaces | 37.24 | Laboratory (10) | 3 | Specialist Teaching or Research Space Group | 300 | Laboratory - Specialist teaching and research - type not defined |  | Adequate | 5,814.88 | NO
Thebarton_TB25-The Factory 10/Store House 11_Ground Floor_G.05.1D _ Stair (10) | TB-TB25-02-G.05.1D | TB25-02-G.05.1D-Stair (10) | Thebarton | TB | TB25 | The Factory 10/Store House 11 | 02 | Ground Floor | G.05.1D | 99967 | University Vacated | 99939 | Unusable Spaces | 18.63 | Stair (10) | 8 | Non Useable Floor Area Space Group | 805 | Non-usable - Circulation space |  | Unknown | 0.00 | NO
Thebarton_TB25-The Factory 10/Store House 11_Ground Floor_G.05.2 _ Laboratory (10) | TB-TB25-02-G.05.2 | TB25-02-G.05.2-Laboratory (10) | Thebarton | TB | TB25 | The Factory 10/Store House 11 | 02 | Ground Floor | G.05.2 | 99967 | University Vacated | 99939 | Unusable Spaces | 31.89 | Laboratory (10) | 3 | Specialist Teaching or Research Space Group | 300 | Laboratory - Specialist teaching and research - type not defined |  | Adequate | 4,979.50 | NO
Thebarton_TB25-The Factory 10/Store House 11_Ground Floor_G.05.3 _ Laboratory (10) | TB-TB25-02-G.05.3 | TB25-02-G.05.3-Laboratory (10) | Thebarton | TB | TB25 | The Factory 10/Store House 11 | 02 | Ground Floor | G.05.3 | 99967 | University Vacated | 99939 | Unusable Spaces | 29.28 | Laboratory (10) | 3 | Specialist Teaching or Research Space Group | 300 | Laboratory - Specialist teaching and research - type not defined |  | Adequate | 4,571.96 | NO
Thebarton_TB25-The Factory 10/Store House 11_Ground Floor_G.06.1 _ Corr. | TB-TB25-02-G.06.1 | TB25-02-G.06.1-Corr. | Thebarton | TB | TB25 | The Factory 10/Store House 11 | 02 | Ground Floor | G.06.1 | 99967 | University Vacated | 99939 | Unusable Spaces | 86.77 | Corr. | 8 | Non Useable Floor Area Space Group | 805 | Non-usable - Circulation space |  | Adequate | 0.00 | NO
Thebarton_TB25-The Factory 10/Store House 11_Ground Floor_G.06.1A _ VSR | TB-TB25-02-G.06.1A | TB25-02-G.06.1A-VSR | Thebarton | TB | TB25 | The Factory 10/Store House 11 | 02 | Ground Floor | G.06.1A | 99967 | University Vacated | 99939 | Unusable Spaces | 1.9 | VSR | 8 | Non Useable Floor Area Space Group | 840 | Non-usable - Service riser |  | Unknown | 0.00 | NO
Thebarton_TB25-The Factory 10/Store House 11_Ground Floor_G.06.1F _ VSR | TB-TB25-02-G.06.1F | TB25-02-G.06.1F-VSR | Thebarton | TB | TB25 | The Factory 10/Store House 11 | 02 | Ground Floor | G.06.1F | 99967 | University Vacated | 99939 | Unusable Spaces | 0.26 | VSR | 8 | Non Useable Floor Area Space Group | 840 | Non-usable - Service riser |  | Unknown | 0.00 | NO
Thebarton_TB25-The Factory 10/Store House 11_Ground Floor_G.06.2 _ WC - F | TB-TB25-02-G.06.2 | TB25-02-G.06.2-WC - F | Thebarton | TB | TB25 | The Factory 10/Store House 11 | 02 | Ground Floor | G.06.2 | 99967 | University Vacated | 99939 | Unusable Spaces | 9.93 | WC - F | 8 | Non Useable Floor Area Space Group | 820 | Non-usable - Toilets/Amenities - Female |  | Unknown | 0.00 | NO
Thebarton_TB25-The Factory 10/Store House 11_Ground Floor_G.06.2D _ VSR | TB-TB25-02-G.06.2D | TB25-02-G.06.2D-VSR | Thebarton | TB | TB25 | The Factory 10/Store House 11 | 02 | Ground Floor | G.06.2D | 99967 | University Vacated | 99939 | Unusable Spaces | 0.22 | VSR | 8 | Non Useable Floor Area Space Group | 840 | Non-usable - Service riser |  | Unknown | 0.00 | NO
Thebarton_TB25-The Factory 10/Store House 11_Ground Floor_G.06.3 _ WC - Access | TB-TB25-02-G.06.3 | TB25-02-G.06.3-WC - Access | Thebarton | TB | TB25 | The Factory 10/Store House 11 | 02 | Ground Floor | G.06.3 | 99967 | University Vacated | 99939 | Unusable Spaces | 3.36 | WC - Access | 8 | Non Useable Floor Area Space Group | 818 | Non-usable - Toilets/Amenities - Unisex Accessible |  | Unknown | 0.00 | NO
Thebarton_TB25-The Factory 10/Store House 11_Ground Floor_G.06.3A _ A/L | TB-TB25-02-G.06.3A | TB25-02-G.06.3A-A/L | Thebarton | TB | TB25 | The Factory 10/Store House 11 | 02 | Ground Floor | G.06.3A | 99967 | University Vacated | 99939 | Unusable Spaces | 0.9 | A/L | 8 | Non Useable Floor Area Space Group | 835 | Non-usable - Toilets/Amenities - Other |  | Unknown | 0.00 | NO
Thebarton_TB25-The Factory 10/Store House 11_Ground Floor_G.07.1 _ Exposure Room (10) | TB-TB25-02-G.07.1 | TB25-02-G.07.1-Exposure Room (10) | Thebarton | TB | TB25 | The Factory 10/Store House 11 | 02 | Ground Floor | G.07.1 | 99967 | University Vacated | 99939 | Unusable Spaces | 17.18 | Exposure Room (10) | 6 | General Facility Space Group | 600 | General Facility - Specific type not defined |  | Adequate | 2,259.02 | NO
Thebarton_TB25-The Factory 10/Store House 11_Ground Floor_G.07.2 _ NTD Laboratory (10) | TB-TB25-02-G.07.2 | TB25-02-G.07.2-NTD Laboratory (10) | Thebarton | TB | TB25 | The Factory 10/Store House 11 | 02 | Ground Floor | G.07.2 | 99967 | University Vacated | 99939 | Unusable Spaces | 13 | NTD Laboratory (10) | 3 | Specialist Teaching or Research Space Group | 300 | Laboratory - Specialist teaching and research - type not defined |  | Adequate | 2,029.90 | NO
Thebarton_TB25-The Factory 10/Store House 11_Ground Floor_G.07.2A _ A/L | TB-TB25-02-G.07.2A | TB25-02-G.07.2A-A/L | Thebarton | TB | TB25 | The Factory 10/Store House 11 | 02 | Ground Floor | G.07.2A | 99967 | University Vacated | 99939 | Unusable Spaces | 0.9 | A/L | 8 | Non Useable Floor Area Space Group | 835 | Non-usable - Toilets/Amenities - Other |  | Adequate | 0.00 | NO
Thebarton_TB25-The Factory 10/Store House 11_Ground Floor_G.07.4 _ Loading Bay (10) | TB-TB25-02-G.07.4 | TB25-02-G.07.4-Loading Bay (10) | Thebarton | TB | TB25 | The Factory 10/Store House 11 | 02 | Ground Floor | G.07.4 | 99967 | University Vacated | 99939 | Unusable Spaces | 35.65 | Loading Bay (10) | 8 | Non Useable Floor Area Space Group | 807 | Non-usable - Garage/Loading bay |  | Adequate | 0.00 | NO
Thebarton_TB25-The Factory 10/Store House 11_Ground Floor_G.07.5 _ Mechanical Testing | TB-TB25-02-G.07.5 | TB25-02-G.07.5-Mechanical Testing | Thebarton | TB | TB25 | The Factory 10/Store House 11 | 02 | Ground Floor | G.07.5 | 99967 | University Vacated | 99939 | Unusable Spaces | 55.68 | Mechanical Testing | 6 | General Facility Space Group | 600 | General Facility - Specific type not defined |  | Adequate | 7,321.44 | NO
Thebarton_TB25-The Factory 10/Store House 11_Ground Floor_G.07.8 _ Mechanical Testing | TB-TB25-02-G.07.8 | TB25-02-G.07.8-Mechanical Testing | Thebarton | TB | TB25 | The Factory 10/Store House 11 | 02 | Ground Floor | G.07.8 | 99967 | University Vacated | 99939 | Unusable Spaces | 18.84 | Mechanical Testing | 6 | General Facility Space Group | 600 | General Facility - Specific type not defined |  | Adequate | 2,477.30 | NO
Thebarton_TB25-The Factory 10/Store House 11_Ground Floor_G07.3 _ Dark Room (10) | TB-TB25-02-G07.3 | TB25-02-G07.3-Dark Room (10) | Thebarton | TB | TB25 | The Factory 10/Store House 11 | 02 | Ground Floor | G07.3 | 99967 | University Vacated | 99939 | Unusable Spaces | 7.92 | Dark Room (10) | 4 | Ancillary Area Space Group | 411 | Ancillary Area - Darkroom |  | Adequate | 818.25 | NO
Thebarton_TB25-The Factory 10/Store House 11_Ground Floor_G1 _ Entry (11) | TB-TB25-02-G1 | TB25-02-G1-Entry (11) | Thebarton | TB | TB25 | The Factory 10/Store House 11 | 02 | Ground Floor | G1 | 99967 | University Vacated | 99939 | Unusable Spaces | 7.45 | Entry (11) | 8 | Non Useable Floor Area Space Group | 805 | Non-usable - Circulation space |  | Adequate | 0.00 | NO
Thebarton_TB25-The Factory 10/Store House 11_Ground Floor_G10 _ Warehouse | TB-TB25-02-G10 | TB25-02-G10-Warehouse | Thebarton | TB | TB25 | The Factory 10/Store House 11 | 02 | Ground Floor | G10 | 99967 | University Vacated | 99939 | Unusable Spaces | 28.67 | Warehouse | 6 | General Facility Space Group | 600 | General Facility - Specific type not defined |  | Adequate | 3,769.86 | NO
Thebarton_TB25-The Factory 10/Store House 11_Ground Floor_G11 _ Warehouse | TB-TB25-02-G11 | TB25-02-G11-Warehouse | Thebarton | TB | TB25 | The Factory 10/Store House 11 | 02 | Ground Floor | G11 | 99967 | University Vacated | 99939 | Unusable Spaces | 29.42 | Warehouse | 6 | General Facility Space Group | 600 | General Facility - Specific type not defined |  | Adequate | 3,868.48 | NO
Thebarton_TB25-The Factory 10/Store House 11_Ground Floor_G12 _ Workshop | TB-TB25-02-G12 | TB25-02-G12-Workshop | Thebarton | TB | TB25 | The Factory 10/Store House 11 | 02 | Ground Floor | G12 | 99967 | University Vacated | 99939 | Unusable Spaces | 34.5 | Workshop | 6 | General Facility Space Group | 600 | General Facility - Specific type not defined |  | Adequate | 4,536.45 | NO
Thebarton_TB25-The Factory 10/Store House 11_Ground Floor_G13 _ Workshop | TB-TB25-02-G13 | TB25-02-G13-Workshop | Thebarton | TB | TB25 | The Factory 10/Store House 11 | 02 | Ground Floor | G13 | 99967 | University Vacated | 99939 | Unusable Spaces | 27.5 | Workshop | 6 | General Facility Space Group | 600 | General Facility - Specific type not defined |  | Adequate | 3,616.01 | NO
Thebarton_TB25-The Factory 10/Store House 11_Ground Floor_G14 _ Electrical Workshop (11) | TB-TB25-02-G14 | TB25-02-G14-Electrical Workshop (11) | Thebarton | TB | TB25 | The Factory 10/Store House 11 | 02 | Ground Floor | G14 | 99967 | University Vacated | 99939 | Unusable Spaces | 94.65 | Electrical Workshop (11) | 4 | Ancillary Area Space Group | 403 | Ancillary Area - Workshop |  | Adequate | 9,778.73 | NO
Thebarton_TB25-The Factory 10/Store House 11_Ground Floor_G15 _ Gymnasium (11) | TB-TB25-02-G15 | TB25-02-G15-Gymnasium (11) | Thebarton | TB | TB25 | The Factory 10/Store House 11 | 02 | Ground Floor | G15 | 99967 | University Vacated | 99939 | Unusable Spaces | 64.15 | Gymnasium (11) | 6 | General Facility Space Group | 610 | General Facility - Indoor Sporting Facilities including Swimming Pool |  | Adequate | 8,435.17 | NO
Thebarton_TB25-The Factory 10/Store House 11_Ground Floor_G16 _ A.R.IndustDes(11) | TB-TB25-02-G16 | TB25-02-G16-A.R.IndustDes(11) | Thebarton | TB | TB25 | The Factory 10/Store House 11 | 02 | Ground Floor | G16 | 99967 | University Vacated | 99939 | Unusable Spaces | 18.46 | A.R.IndustDes(11) | 6 | General Facility Space Group | 600 | General Facility - Specific type not defined |  | Adequate | 2,427.33 | NO
Thebarton_TB25-The Factory 10/Store House 11_Ground Floor_G16A _ Store | TB-TB25-02-G16A | TB25-02-G16A-Store | Thebarton | TB | TB25 | The Factory 10/Store House 11 | 02 | Ground Floor | G16A | 99967 | University Vacated | 99939 | Unusable Spaces | 11.26 | Store | 4 | Ancillary Area Space Group | 419 | Ancillary Area - Store Room - Generic |  | Adequate | 1,163.32 | NO
Thebarton_TB25-The Factory 10/Store House 11_Ground Floor_G17 _ Corr. (11) | TB-TB25-02-G17 | TB25-02-G17-Corr. (11) | Thebarton | TB | TB25 | The Factory 10/Store House 11 | 02 | Ground Floor | G17 | 99967 | University Vacated | 99939 | Unusable Spaces | 49.51 | Corr. (11) | 8 | Non Useable Floor Area Space Group | 805 | Non-usable - Circulation space |  | Unknown | 0.00 | NO
Thebarton_TB25-The Factory 10/Store House 11_Ground Floor_G18 _ Entrance (11) | TB-TB25-02-G18 | TB25-02-G18-Entrance (11) | Thebarton | TB | TB25 | The Factory 10/Store House 11 | 02 | Ground Floor | G18 | 99967 | University Vacated | 99939 | Unusable Spaces | 6.06 | Entrance (11) | 8 | Non Useable Floor Area Space Group | 805 | Non-usable - Circulation space |  | Unknown | 0.00 | NO
Thebarton_TB25-The Factory 10/Store House 11_Ground Floor_G19 _ Caretakers Room (11) | TB-TB25-02-G19 | TB25-02-G19-Caretakers Room (11) | Thebarton | TB | TB25 | The Factory 10/Store House 11 | 02 | Ground Floor | G19 | 99967 | University Vacated | 99939 | Unusable Spaces | 8.45 | Caretakers Room (11) | 8 | Non Useable Floor Area Space Group | 835 | Non-usable - Toilets/Amenities - Other |  | Adequate | 0.00 | NO
Thebarton_TB25-The Factory 10/Store House 11_Ground Floor_G1A _ Corr. (11) | TB-TB25-02-G1A | TB25-02-G1A-Corr. (11) | Thebarton | TB | TB25 | The Factory 10/Store House 11 | 02 | Ground Floor | G1A | 99967 | University Vacated | 99939 | Unusable Spaces | 30.64 | Corr. (11) | 8 | Non Useable Floor Area Space Group | 805 | Non-usable - Circulation space |  | Adequate | 0.00 | NO
Thebarton_TB25-The Factory 10/Store House 11_Ground Floor_G2 _ Lastek Pty Ltd (11) | TB-TB25-02-G2 | TB25-02-G2-Lastek Pty Ltd (11) | Thebarton | TB | TB25 | The Factory 10/Store House 11 | 02 | Ground Floor | G2 | 99967 | University Vacated | 99939 | Unusable Spaces | 134.91 | Lastek Pty Ltd (11) | 6 | General Facility Space Group | 600 | General Facility - Specific type not defined |  | Adequate | 17,739.50 | NO
Thebarton_TB25-The Factory 10/Store House 11_Ground Floor_G20 _ A/L | TB-TB25-02-G20 | TB25-02-G20-A/L | Thebarton | TB | TB25 | The Factory 10/Store House 11 | 02 | Ground Floor | G20 | 99967 | University Vacated | 99939 | Unusable Spaces | 7.28 | A/L | 8 | Non Useable Floor Area Space Group | 835 | Non-usable - Toilets/Amenities - Other |  | Unknown | 0.00 | NO
Thebarton_TB25-The Factory 10/Store House 11_Ground Floor_G21 _ Cleaners room (11) | TB-TB25-02-G21 | TB25-02-G21-Cleaners room (11) | Thebarton | TB | TB25 | The Factory 10/Store House 11 | 02 | Ground Floor | G21 | 99967 | University Vacated | 99939 | Unusable Spaces | 3.84 | Cleaners room (11) | 8 | Non Useable Floor Area Space Group | 806 | Non-usable - Cleaners room |  | Unknown | 0.00 | NO
Thebarton_TB25-The Factory 10/Store House 11_Ground Floor_G22 _ WC - M (11) | TB-TB25-02-G22 | TB25-02-G22-WC - M (11) | Thebarton | TB | TB25 | The Factory 10/Store House 11 | 02 | Ground Floor | G22 | 99967 | University Vacated | 99939 | Unusable Spaces | 15.17 | WC - M (11) | 8 | Non Useable Floor Area Space Group | 821 | Non-usable - Toilets/Amenities - Male |  | Unknown | 0.00 | NO
Thebarton_TB25-The Factory 10/Store House 11_Ground Floor_G23 _ WC - F (11) | TB-TB25-02-G23 | TB25-02-G23-WC - F (11) | Thebarton | TB | TB25 | The Factory 10/Store House 11 | 02 | Ground Floor | G23 | 99967 | University Vacated | 99939 | Unusable Spaces | 12.25 | WC - F (11) | 8 | Non Useable Floor Area Space Group | 820 | Non-usable - Toilets/Amenities - Female |  | Unknown | 0.00 | NO
Thebarton_TB25-The Factory 10/Store House 11_Ground Floor_G24 _ WC - Access (11) | TB-TB25-02-G24 | TB25-02-G24-WC - Access (11) | Thebarton | TB | TB25 | The Factory 10/Store House 11 | 02 | Ground Floor | G24 | 99967 | University Vacated | 99939 | Unusable Spaces | 3.2 | WC - Access (11) | 8 | Non Useable Floor Area Space Group | 818 | Non-usable - Toilets/Amenities - Unisex Accessible |  | Unknown | 0.00 | NO
Thebarton_TB25-The Factory 10/Store House 11_Ground Floor_G25 _ A.R.Indust.Des.-MsSpecm | TB-TB25-02-G25 | TB25-02-G25-A.R.Indust.Des.-MsSpecm | Thebarton | TB | TB25 | The Factory 10/Store House 11 | 02 | Ground Floor | G25 | 99967 | University Vacated | 99939 | Unusable Spaces | 28.69 | A.R.Indust.Des.-MsSpecm | 6 | General Facility Space Group | 600 | General Facility - Specific type not defined |  | Adequate | 3,772.49 | NO
Thebarton_TB25-The Factory 10/Store House 11_Ground Floor_G26 _ Corr. (11) | TB-TB25-02-G26 | TB25-02-G26-Corr. (11) | Thebarton | TB | TB25 | The Factory 10/Store House 11 | 02 | Ground Floor | G26 | 99967 | University Vacated | 99939 | Unusable Spaces | 13.37 | Corr. (11) | 8 | Non Useable Floor Area Space Group | 805 | Non-usable - Circulation space |  | Adequate | 0.00 | NO
Thebarton_TB25-The Factory 10/Store House 11_Ground Floor_G26A _ A.R.Indust.Des(11) | TB-TB25-02-G26A | TB25-02-G26A-A.R.Indust.Des(11) | Thebarton | TB | TB25 | The Factory 10/Store House 11 | 02 | Ground Floor | G26A | 99967 | University Vacated | 99939 | Unusable Spaces | 33.35 | A.R.Indust.Des(11) | 6 | General Facility Space Group | 600 | General Facility - Specific type not defined |  | Adequate | 4,385.24 | NO
Thebarton_TB25-The Factory 10/Store House 11_Ground Floor_G26B _ A.R.IndustDes(11) | TB-TB25-02-G26B | TB25-02-G26B-A.R.IndustDes(11) | Thebarton | TB | TB25 | The Factory 10/Store House 11 | 02 | Ground Floor | G26B | 99967 | University Vacated | 99939 | Unusable Spaces | 30.4 | A.R.IndustDes(11) | 6 | General Facility Space Group | 600 | General Facility - Specific type not defined |  | Adequate | 3,997.34 | NO
Thebarton_TB25-The Factory 10/Store House 11_Ground Floor_G27 _ A.R.Indust.Des(11) | TB-TB25-02-G27 | TB25-02-G27-A.R.Indust.Des(11) | Thebarton | TB | TB25 | The Factory 10/Store House 11 | 02 | Ground Floor | G27 | 99967 | University Vacated | 99939 | Unusable Spaces | 62.6 | A.R.Indust.Des(11) | 6 | General Facility Space Group | 600 | General Facility - Specific type not defined |  | Adequate | 8,231.36 | NO
Thebarton_TB25-The Factory 10/Store House 11_Ground Floor_G28 _ Workshop (11) | TB-TB25-02-G28 | TB25-02-G28-Workshop (11) | Thebarton | TB | TB25 | The Factory 10/Store House 11 | 02 | Ground Floor | G28 | 284 | School of Physical Sciences | 284 | School of Physical Sciences | 63.18 | Workshop (11) | 3 | Specialist Teaching or Research Space Group | 307 | Laboratory - Scientific/Medical/Engineering - DRY - Postgraduate/Research |  | Adequate | 9,865.31 | NO
Thebarton_TB25-The Factory 10/Store House 11_Ground Floor_G29 _ Laser Lab (11) | TB-TB25-02-G29 | TB25-02-G29-Laser Lab (11) | Thebarton | TB | TB25 | The Factory 10/Store House 11 | 02 | Ground Floor | G29 | 284 | School of Physical Sciences | 284 | School of Physical Sciences | 78.07 | Laser Lab (11) | 4 | Ancillary Area Space Group | 419 | Ancillary Area - Store Room - Generic |  | Adequate | 8,065.78 | NO
Thebarton_TB25-The Factory 10/Store House 11_Ground Floor_G29A _ Entrance (11) | TB-TB25-02-G29A | TB25-02-G29A-Entrance (11) | Thebarton | TB | TB25 | The Factory 10/Store House 11 | 02 | Ground Floor | G29A | 284 | School of Physical Sciences | 284 | School of Physical Sciences | 5.14 | Entrance (11) | 8 | Non Useable Floor Area Space Group | 805 | Non-usable - Circulation space |  | Adequate | 0.00 | NO
Thebarton_TB25-The Factory 10/Store House 11_Ground Floor_G3 _ Office (11) | TB-TB25-02-G3 | TB25-02-G3-Office (11) | Thebarton | TB | TB25 | The Factory 10/Store House 11 | 02 | Ground Floor | G3 | 99967 | University Vacated | 99939 | Unusable Spaces | 20.4 | Office (11) | 1 | Office Space Group | 101 | Office - Academic Staff |  | Adequate | 2,395.02 | NO
Thebarton_TB25-The Factory 10/Store House 11_Ground Floor_G30 _ Store/Packing (11) | TB-TB25-02-G30 | TB25-02-G30-Store/Packing (11) | Thebarton | TB | TB25 | The Factory 10/Store House 11 | 02 | Ground Floor | G30 | 99967 | University Vacated | 99939 | Unusable Spaces | 27.3 | Store/Packing (11) | 4 | Ancillary Area Space Group | 419 | Ancillary Area - Store Room - Generic |  | Adequate | 2,820.49 | NO
Thebarton_TB25-The Factory 10/Store House 11_Ground Floor_G31 _ Optics Demo (11) | TB-TB25-02-G31 | TB25-02-G31-Optics Demo (11) | Thebarton | TB | TB25 | The Factory 10/Store House 11 | 02 | Ground Floor | G31 | 99967 | University Vacated | 99939 | Unusable Spaces | 17.2 | Optics Demo (11) | 6 | General Facility Space Group | 600 | General Facility - Specific type not defined |  | Adequate | 2,261.65 | NO
Thebarton_TB25-The Factory 10/Store House 11_Ground Floor_G32 _ Production (11) | TB-TB25-02-G32 | TB25-02-G32-Production (11) | Thebarton | TB | TB25 | The Factory 10/Store House 11 | 02 | Ground Floor | G32 | 99967 | University Vacated | 99939 | Unusable Spaces | 15.13 | Production (11) | 6 | General Facility Space Group | 600 | General Facility - Specific type not defined |  | Adequate | 1,989.46 | NO
Thebarton_TB25-The Factory 10/Store House 11_Ground Floor_G33 _ Machine Workshop (11) | TB-TB25-02-G33 | TB25-02-G33-Machine Workshop (11) | Thebarton | TB | TB25 | The Factory 10/Store House 11 | 02 | Ground Floor | G33 | 99967 | University Vacated | 99939 | Unusable Spaces | 40.37 | Machine Workshop (11) | 4 | Ancillary Area Space Group | 403 | Ancillary Area - Workshop |  | Adequate | 4,170.81 | NO
Thebarton_TB25-The Factory 10/Store House 11_Ground Floor_G33A _ Entrance | TB-TB25-02-G33A | TB25-02-G33A-Entrance | Thebarton | TB | TB25 | The Factory 10/Store House 11 | 02 | Ground Floor | G33A | 99967 | University Vacated | 99939 | Unusable Spaces | 1.43 | Entrance | 8 | Non Useable Floor Area Space Group | 805 | Non-usable - Circulation space |  | Adequate | 0.00 | NO
Thebarton_TB25-The Factory 10/Store House 11_Ground Floor_G34 _ Workshop (11) | TB-TB25-02-G34 | TB25-02-G34-Workshop (11) | Thebarton | TB | TB25 | The Factory 10/Store House 11 | 02 | Ground Floor | G34 | 223 | School of Mechanical Engineering | 223 | School of Mechanical Engineering | 383.28 | Workshop (11) | 4 | Ancillary Area Space Group | 403 | Ancillary Area - Workshop |  | Adequate | 39,598.44 | NO
Thebarton_TB25-The Factory 10/Store House 11_Ground Floor_G34A _ Elec.Switchbrd(11) | TB-TB25-02-G34A | TB25-02-G34A-Elec.Switchbrd(11) | Thebarton | TB | TB25 | The Factory 10/Store House 11 | 02 | Ground Floor | G34A | 99967 | University Vacated | 99939 | Unusable Spaces | 8.01 | Elec.Switchbrd(11) | 8 | Non Useable Floor Area Space Group | 840 | Non-usable - Service riser |  | Unknown | 0.00 | NO
Thebarton_TB25-The Factory 10/Store House 11_Ground Floor_G34G _ Circ. (10&11) | TB-TB25-02-G34G | TB25-02-G34G-Circ. (10&11) | Thebarton | TB | TB25 | The Factory 10/Store House 11 | 02 | Ground Floor | G34G | 223 | School of Mechanical Engineering | 223 | School of Mechanical Engineering | 216.6 | Circ. (10&11) | 8 | Non Useable Floor Area Space Group | 805 | Non-usable - Circulation space |  | Adequate | 0.00 | NO
Thebarton_TB25-The Factory 10/Store House 11_Ground Floor_G35 _ Office (11) | TB-TB25-02-G35 | TB25-02-G35-Office (11) | Thebarton | TB | TB25 | The Factory 10/Store House 11 | 02 | Ground Floor | G35 | 223 | School of Mechanical Engineering | 223 | School of Mechanical Engineering | 28.91 | Office (11) | 1 | Office Space Group | 101 | Office - Academic Staff |  | Adequate | 3,394.12 | NO
Thebarton_TB25-The Factory 10/Store House 11_Ground Floor_G36 _ Office (11) | TB-TB25-02-G36 | TB25-02-G36-Office (11) | Thebarton | TB | TB25 | The Factory 10/Store House 11 | 02 | Ground Floor | G36 | 223 | School of Mechanical Engineering | 223 | School of Mechanical Engineering | 28.91 | Office (11) | 1 | Office Space Group | 101 | Office - Academic Staff |  | Adequate | 3,394.12 | NO
Thebarton_TB25-The Factory 10/Store House 11_Ground Floor_G37 _ Plantroom | TB-TB25-02-G37 | TB25-02-G37-Plantroom | Thebarton | TB | TB25 | The Factory 10/Store House 11 | 02 | Ground Floor | G37 | 223 | School of Mechanical Engineering | 223 | School of Mechanical Engineering | 11.27 | Plantroom | 8 | Non Useable Floor Area Space Group | 811 | Non-usable - Plant room other |  | Adequate | 0.00 | NO
Thebarton_TB25-The Factory 10/Store House 11_Ground Floor_G4 _ Office (11) | TB-TB25-02-G4 | TB25-02-G4-Office (11) | Thebarton | TB | TB25 | The Factory 10/Store House 11 | 02 | Ground Floor | G4 | 99967 | University Vacated | 99939 | Unusable Spaces | 15.3 | Office (11) | 1 | Office Space Group | 101 | Office - Academic Staff |  | Adequate | 1,796.27 | NO
Thebarton_TB25-The Factory 10/Store House 11_Ground Floor_G5 _ Workshop (11) | TB-TB25-02-G5 | TB25-02-G5-Workshop (11) | Thebarton | TB | TB25 | The Factory 10/Store House 11 | 02 | Ground Floor | G5 | 99967 | University Vacated | 99939 | Unusable Spaces | 11.56 | Workshop (11) | 4 | Ancillary Area Space Group | 403 | Ancillary Area - Workshop |  | Adequate | 1,194.32 | NO
Thebarton_TB25-The Factory 10/Store House 11_Ground Floor_G6 _ Corr. (11) | TB-TB25-02-G6 | TB25-02-G6-Corr. (11) | Thebarton | TB | TB25 | The Factory 10/Store House 11 | 02 | Ground Floor | G6 | 99967 | University Vacated | 99939 | Unusable Spaces | 5.61 | Corr. (11) | 8 | Non Useable Floor Area Space Group | 805 | Non-usable - Circulation space |  | Adequate | 0.00 | NO
Thebarton_TB25-The Factory 10/Store House 11_Ground Floor_G6A _ WC (11) | TB-TB25-02-G6A | TB25-02-G6A-WC (11) | Thebarton | TB | TB25 | The Factory 10/Store House 11 | 02 | Ground Floor | G6A | 99967 | University Vacated | 99939 | Unusable Spaces | 2.42 | WC (11) | 8 | Non Useable Floor Area Space Group | 835 | Non-usable - Toilets/Amenities - Other |  | Adequate | 0.00 | NO
Thebarton_TB25-The Factory 10/Store House 11_Ground Floor_G6B _ WC (11) | TB-TB25-02-G6B | TB25-02-G6B-WC (11) | Thebarton | TB | TB25 | The Factory 10/Store House 11 | 02 | Ground Floor | G6B | 99967 | University Vacated | 99939 | Unusable Spaces | 4.52 | WC (11) | 8 | Non Useable Floor Area Space Group | 835 | Non-usable - Toilets/Amenities - Other |  | Adequate | 0.00 | NO
Thebarton_TB25-The Factory 10/Store House 11_Ground Floor_G7 _ Office (11) | TB-TB25-02-G7 | TB25-02-G7-Office (11) | Thebarton | TB | TB25 | The Factory 10/Store House 11 | 02 | Ground Floor | G7 | 99967 | University Vacated | 99939 | Unusable Spaces | 9.86 | Office (11) | 1 | Office Space Group | 101 | Office - Academic Staff |  | Adequate | 1,157.59 | NO
Thebarton_TB25-The Factory 10/Store House 11_Ground Floor_G8 _ Office (11) | TB-TB25-02-G8 | TB25-02-G8-Office (11) | Thebarton | TB | TB25 | The Factory 10/Store House 11 | 02 | Ground Floor | G8 | 99967 | University Vacated | 99939 | Unusable Spaces | 9.86 | Office (11) | 1 | Office Space Group | 101 | Office - Academic Staff |  | Adequate | 1,157.59 | NO
Thebarton_TB25-The Factory 10/Store House 11_Ground Floor_G9 _ Lastek Pty Ltd (11) | TB-TB25-02-G9 | TB25-02-G9-Lastek Pty Ltd (11) | Thebarton | TB | TB25 | The Factory 10/Store House 11 | 02 | Ground Floor | G9 | 99967 | University Vacated | 99939 | Unusable Spaces | 10.2 | Lastek Pty Ltd (11) | 6 | General Facility Space Group | 600 | General Facility - Specific type not defined |  | Adequate | 1,341.21 | NO
Thebarton_TB25-The Factory 10/Store House 11_Ground Floor_M1 _ Mezzan-Lastek P/L | TB-TB25-02-M1 | TB25-02-M1-Mezzan-Lastek P/L | Thebarton | TB | TB25 | The Factory 10/Store House 11 | 02 | Ground Floor | M1 | 99967 | University Vacated | 99939 | Unusable Spaces | 69.98 | Mezzan-Lastek P/L | 6 | General Facility Space Group | 600 | General Facility - Specific type not defined |  | Adequate | 9,201.77 | NO
Thebarton_TB25-The Factory 10/Store House 11_Ground Floor_M27A _ Mezzanine - above G28 | TB-TB25-02-M27A | TB25-02-M27A-Mezzanine - above G28 | Thebarton | TB | TB25 | The Factory 10/Store House 11 | 02 | Ground Floor | M27A | 99967 | University Vacated | 99939 | Unusable Spaces | 63.18 | Mezzanine - above G28 | 4 | Ancillary Area Space Group | 419 | Ancillary Area - Store Room - Generic |  | Adequate | 6,527.42 | NO
Thebarton_TB25-The Factory 10/Store House 11_First Floor_F.01.1 _ Boardroom (10) | TB-TB25-03-F.01.1 | TB25-03-F.01.1-Boardroom (10) | Thebarton | TB | TB25 | The Factory 10/Store House 11 | 03 | First Floor | F.01.1 | 99967 | University Vacated | 99939 | Unusable Spaces | 52.25 | Boardroom (10) | 6 | General Facility Space Group | 601 | General Facility - Committee/Conference/Meeting room |  | Adequate | 6,870.42 | NO
Thebarton_TB25-The Factory 10/Store House 11_First Floor_F.01.2 _ Office (10) | TB-TB25-03-F.01.2 | TB25-03-F.01.2-Office (10) | Thebarton | TB | TB25 | The Factory 10/Store House 11 | 03 | First Floor | F.01.2 | 99967 | University Vacated | 99939 | Unusable Spaces | 20.99 | Office (10) | 1 | Office Space Group | 101 | Office - Academic Staff |  | Adequate | 2,464.29 | NO
Thebarton_TB25-The Factory 10/Store House 11_First Floor_F.01.3 _ Office (10) | TB-TB25-03-F.01.3 | TB25-03-F.01.3-Office (10) | Thebarton | TB | TB25 | The Factory 10/Store House 11 | 03 | First Floor | F.01.3 | 99967 | University Vacated | 99939 | Unusable Spaces | 17.78 | Office (10) | 1 | Office Space Group | 101 | Office - Academic Staff |  | Adequate | 2,087.43 | NO
Thebarton_TB25-The Factory 10/Store House 11_First Floor_F.01.4 _ Office (10) | TB-TB25-03-F.01.4 | TB25-03-F.01.4-Office (10) | Thebarton | TB | TB25 | The Factory 10/Store House 11 | 03 | First Floor | F.01.4 | 99967 | University Vacated | 99939 | Unusable Spaces | 16.63 | Office (10) | 1 | Office Space Group | 101 | Office - Academic Staff |  | Adequate | 1,952.41 | NO
Thebarton_TB25-The Factory 10/Store House 11_First Floor_F.01.6 _ Kitchen (10) | TB-TB25-03-F.01.6 | TB25-03-F.01.6-Kitchen (10) | Thebarton | TB | TB25 | The Factory 10/Store House 11 | 03 | First Floor | F.01.6 | 99967 | University Vacated | 99939 | Unusable Spaces | 14.82 | Kitchen (10) | 6 | General Facility Space Group | 608 | General Facility - Kitchen/Servery/Food Storage |  | Adequate | 1,948.70 | NO
Thebarton_TB25-The Factory 10/Store House 11_First Floor_F.01.7 _ WC / Shower (10) | TB-TB25-03-F.01.7 | TB25-03-F.01.7-WC / Shower (10) | Thebarton | TB | TB25 | The Factory 10/Store House 11 | 03 | First Floor | F.01.7 | 99967 | University Vacated | 99939 | Unusable Spaces | 7.94 | WC / Shower (10) | 8 | Non Useable Floor Area Space Group | 835 | Non-usable - Toilets/Amenities - Other |  | Adequate | 0.00 | NO
Thebarton_TB25-The Factory 10/Store House 11_First Floor_F.01.7D _ VSR | TB-TB25-03-F.01.7D | TB25-03-F.01.7D-VSR | Thebarton | TB | TB25 | The Factory 10/Store House 11 | 03 | First Floor | F.01.7D | 99967 | University Vacated | 99939 | Unusable Spaces | 8.16 | VSR | 8 | Non Useable Floor Area Space Group | 840 | Non-usable - Service riser |  | Unknown | 0.00 | NO
Thebarton_TB25-The Factory 10/Store House 11_First Floor_F.01.8 _ Foyer (10) | TB-TB25-03-F.01.8 | TB25-03-F.01.8-Foyer (10) | Thebarton | TB | TB25 | The Factory 10/Store House 11 | 03 | First Floor | F.01.8 | 99967 | University Vacated | 99939 | Unusable Spaces | 6.89 | Foyer (10) | 8 | Non Useable Floor Area Space Group | 805 | Non-usable - Circulation space |  | Adequate | 0.00 | NO
Thebarton_TB25-The Factory 10/Store House 11_First Floor_F.01.8D _ Stair (20) | TB-TB25-03-F.01.8D | TB25-03-F.01.8D-Stair (20) | Thebarton | TB | TB25 | The Factory 10/Store House 11 | 03 | First Floor | F.01.8D | 99967 | University Vacated | 99939 | Unusable Spaces | 2.58 | Stair (20) | 8 | Non Useable Floor Area Space Group | 805 | Non-usable - Circulation space |  | Unknown | 0.00 | NO
Thebarton_TB25-The Factory 10/Store House 11_First Floor_F.02.3 _ Office - Open Plan | TB-TB25-03-F.02.3 | TB25-03-F.02.3-Office - Open Plan | Thebarton | TB | TB25 | The Factory 10/Store House 11 | 03 | First Floor | F.02.3 | 99967 | University Vacated | 99939 | Unusable Spaces | 276.77 | Office - Open Plan | 1 | Office Space Group | 112 | Open Plan - Academic Staff |  | Adequate | 32,493.63 | NO
Thebarton_TB25-The Factory 10/Store House 11_First Floor_F.02.4 _ Office (10) | TB-TB25-03-F.02.4 | TB25-03-F.02.4-Office (10) | Thebarton | TB | TB25 | The Factory 10/Store House 11 | 03 | First Floor | F.02.4 | 99967 | University Vacated | 99939 | Unusable Spaces | 9.71 | Office (10) | 1 | Office Space Group | 101 | Office - Academic Staff |  | Adequate | 1,139.98 | NO
Thebarton_TB25-The Factory 10/Store House 11_First Floor_F.02.5 _ Office (10) | TB-TB25-03-F.02.5 | TB25-03-F.02.5-Office (10) | Thebarton | TB | TB25 | The Factory 10/Store House 11 | 03 | First Floor | F.02.5 | 99967 | University Vacated | 99939 | Unusable Spaces | 11.97 | Office (10) | 1 | Office Space Group | 101 | Office - Academic Staff |  | Adequate | 1,405.31 | NO
Thebarton_TB25-The Factory 10/Store House 11_First Floor_F.02.6 _ Office (10) | TB-TB25-03-F.02.6 | TB25-03-F.02.6-Office (10) | Thebarton | TB | TB25 | The Factory 10/Store House 11 | 03 | First Floor | F.02.6 | 99967 | University Vacated | 99939 | Unusable Spaces | 10.76 | Office (10) | 1 | Office Space Group | 101 | Office - Academic Staff |  | Adequate | 1,263.26 | NO
Thebarton_TB25-The Factory 10/Store House 11_First Floor_F.02.7 _ Office (10) | TB-TB25-03-F.02.7 | TB25-03-F.02.7-Office (10) | Thebarton | TB | TB25 | The Factory 10/Store House 11 | 03 | First Floor | F.02.7 | 99967 | University Vacated | 99939 | Unusable Spaces | 11.73 | Office (10) | 1 | Office Space Group | 101 | Office - Academic Staff |  | Adequate | 1,377.14 | NO
Thebarton_TB25-The Factory 10/Store House 11_First Floor_F.02.8 _ Office (10) | TB-TB25-03-F.02.8 | TB25-03-F.02.8-Office (10) | Thebarton | TB | TB25 | The Factory 10/Store House 11 | 03 | First Floor | F.02.8 | 99967 | University Vacated | 99939 | Unusable Spaces | 23.74 | Office (10) | 1 | Office Space Group | 101 | Office - Academic Staff |  | Adequate | 2,787.15 | NO
Thebarton_TB25-The Factory 10/Store House 11_First Floor_F.03.1 _ Staff Room (10) | TB-TB25-03-F.03.1 | TB25-03-F.03.1-Staff Room (10) | Thebarton | TB | TB25 | The Factory 10/Store House 11 | 03 | First Floor | F.03.1 | 99967 | University Vacated | 99939 | Unusable Spaces | 59.7 | Staff Room (10) | 1 | Office Space Group | 101 | Office - Academic Staff |  | Adequate | 7,008.96 | NO
Thebarton_TB25-The Factory 10/Store House 11_First Floor_F.03.1A _ Entry | TB-TB25-03-F.03.1A | TB25-03-F.03.1A-Entry | Thebarton | TB | TB25 | The Factory 10/Store House 11 | 03 | First Floor | F.03.1A | 99967 | University Vacated | 99939 | Unusable Spaces | 3.93 | Entry | 8 | Non Useable Floor Area Space Group | 805 | Non-usable - Circulation space |  | Adequate | 0.00 | NO
Thebarton_TB25-The Factory 10/Store House 11_First Floor_F.03.1D _ Stair (10) | TB-TB25-03-F.03.1D | TB25-03-F.03.1D-Stair (10) | Thebarton | TB | TB25 | The Factory 10/Store House 11 | 03 | First Floor | F.03.1D | 99967 | University Vacated | 99939 | Unusable Spaces | 13.92 | Stair (10) | 8 | Non Useable Floor Area Space Group | 805 | Non-usable - Circulation space |  | Unknown | 0.00 | NO
Thebarton_TB25-The Factory 10/Store House 11_First Floor_F.03.1E _ VSR | TB-TB25-03-F.03.1E | TB25-03-F.03.1E-VSR | Thebarton | TB | TB25 | The Factory 10/Store House 11 | 03 | First Floor | F.03.1E | 99967 | University Vacated | 99939 | Unusable Spaces | 2.59 | VSR | 8 | Non Useable Floor Area Space Group | 840 | Non-usable - Service riser |  | Unknown | 0.00 | NO
Thebarton_TB25-The Factory 10/Store House 11_First Floor_F.03.1F _ VSR | TB-TB25-03-F.03.1F | TB25-03-F.03.1F-VSR | Thebarton | TB | TB25 | The Factory 10/Store House 11 | 03 | First Floor | F.03.1F | 99967 | University Vacated | 99939 | Unusable Spaces | 4.89 | VSR | 8 | Non Useable Floor Area Space Group | 840 | Non-usable - Service riser |  | Unknown | 0.00 | NO
Thebarton_TB25-The Factory 10/Store House 11_First Floor_F.04.1 _ Print/PABX room (10) | TB-TB25-03-F.04.1 | TB25-03-F.04.1-Print/PABX room (10) | Thebarton | TB | TB25 | The Factory 10/Store House 11 | 03 | First Floor | F.04.1 | 99967 | University Vacated | 99939 | Unusable Spaces | 28.51 | Print/PABX room (10) | 6 | General Facility Space Group | 603 | General Facility - Resource room |  | Adequate | 3,748.82 | NO
Thebarton_TB25-The Factory 10/Store House 11_First Floor_F.04.1D _ VSR | TB-TB25-03-F.04.1D | TB25-03-F.04.1D-VSR | Thebarton | TB | TB25 | The Factory 10/Store House 11 | 03 | First Floor | F.04.1D | 99967 | University Vacated | 99939 | Unusable Spaces | 0.54 | VSR | 8 | Non Useable Floor Area Space Group | 840 | Non-usable - Service riser |  | Unknown | 0.00 | NO
Thebarton_TB27-The Ranch_Ground Floor_G0 _ Laboratory | TB-TB27-GN-G0 | TB27-GN-G0-Laboratory | Thebarton | TB | TB27 | The Ranch | GN | Ground Floor | G0 | 99977 | Other Commercial Relationship | 859 | Infrastructure | 46.93 | Laboratory | 3 | Specialist Teaching or Research Space Group | 300 | Laboratory - Specialist teaching and research - type not defined |  | Adequate | 7,327.93 | NO
Thebarton_TB27-The Ranch_Ground Floor_G0A _ Reception | TB-TB27-GN-G0A | TB27-GN-G0A-Reception | Thebarton | TB | TB27 | The Ranch | GN | Ground Floor | G0A | 99977 | Other Commercial Relationship | 859 | Infrastructure | 26.33 | Reception | 6 | General Facility Space Group | 623 | General Facility - Waiting Area/Foyer/Reception Area |  | Adequate | 3,462.17 | NO
Thebarton_TB27-The Ranch_Ground Floor_G0B _ Store | TB-TB27-GN-G0B | TB27-GN-G0B-Store | Thebarton | TB | TB27 | The Ranch | GN | Ground Floor | G0B | 99977 | Other Commercial Relationship | 859 | Infrastructure | 1.86 | Store | 4 | Ancillary Area Space Group | 419 | Ancillary Area - Store Room - Generic |  | Adequate | 192.17 | NO
Thebarton_TB27-The Ranch_Ground Floor_G1 _ Office | TB-TB27-GN-G1 | TB27-GN-G1-Office | Thebarton | TB | TB27 | The Ranch | GN | Ground Floor | G1 | 99977 | Other Commercial Relationship | 859 | Infrastructure | 30.98 | Office | 1 | Office Space Group | 101 | Office - Academic Staff |  | Adequate | 3,637.15 | NO
Thebarton_TB27-The Ranch_Ground Floor_G10 _ IT Environmental | TB-TB27-GN-G10 | TB27-GN-G10-IT Environmental | Thebarton | TB | TB27 | The Ranch | GN | Ground Floor | G10 | 99977 | Other Commercial Relationship | 859 | Infrastructure | 11.6 | IT Environmental | 3 | Specialist Teaching or Research Space Group | 300 | Laboratory - Specialist teaching and research - type not defined |  | Adequate | 1,811.29 | NO
Thebarton_TB27-The Ranch_Ground Floor_G11 _ WC | TB-TB27-GN-G11 | TB27-GN-G11-WC | Thebarton | TB | TB27 | The Ranch | GN | Ground Floor | G11 | 99977 | Other Commercial Relationship | 859 | Infrastructure | 5.04 | WC | 8 | Non Useable Floor Area Space Group | 835 | Non-usable - Toilets/Amenities - Other |  | Adequate | 0.00 | NO
Thebarton_TB27-The Ranch_Ground Floor_G12 _ Foyer | TB-TB27-GN-G12 | TB27-GN-G12-Foyer | Thebarton | TB | TB27 | The Ranch | GN | Ground Floor | G12 | 859 | Infrastructure Office | 859 | Infrastructure | 1.62 | Foyer | 8 | Non Useable Floor Area Space Group | 805 | Non-usable - Circulation space |  | Adequate | 0.00 | NO
Thebarton_TB27-The Ranch_Ground Floor_G13 _ WC | TB-TB27-GN-G13 | TB27-GN-G13-WC | Thebarton | TB | TB27 | The Ranch | GN | Ground Floor | G13 | 99977 | Other Commercial Relationship | 859 | Infrastructure | 4.4 | WC | 8 | Non Useable Floor Area Space Group | 835 | Non-usable - Toilets/Amenities - Other |  | Adequate | 0.00 | NO
Thebarton_TB27-The Ranch_Ground Floor_G14 _ Foyer | TB-TB27-GN-G14 | TB27-GN-G14-Foyer | Thebarton | TB | TB27 | The Ranch | GN | Ground Floor | G14 | 99977 | Other Commercial Relationship | 859 | Infrastructure | 0.9 | Foyer | 8 | Non Useable Floor Area Space Group | 805 | Non-usable - Circulation space |  | Adequate | 0.00 | NO
Thebarton_TB27-The Ranch_Ground Floor_G15 _ WC | TB-TB27-GN-G15 | TB27-GN-G15-WC | Thebarton | TB | TB27 | The Ranch | GN | Ground Floor | G15 | 99977 | Other Commercial Relationship | 859 | Infrastructure | 4.42 | WC | 8 | Non Useable Floor Area Space Group | 835 | Non-usable - Toilets/Amenities - Other |  | Adequate | 0.00 | NO
Thebarton_TB27-The Ranch_Ground Floor_G16 _ Store | TB-TB27-GN-G16 | TB27-GN-G16-Store | Thebarton | TB | TB27 | The Ranch | GN | Ground Floor | G16 | 99977 | Other Commercial Relationship | 859 | Infrastructure | 4.56 | Store | 4 | Ancillary Area Space Group | 419 | Ancillary Area - Store Room - Generic |  | Adequate | 471.11 | NO
Thebarton_TB27-The Ranch_Ground Floor_G17 _ IT Environmental | TB-TB27-GN-G17 | TB27-GN-G17-IT Environmental | Thebarton | TB | TB27 | The Ranch | GN | Ground Floor | G17 | 99977 | Other Commercial Relationship | 859 | Infrastructure | 11.33 | IT Environmental | 3 | Specialist Teaching or Research Space Group | 300 | Laboratory - Specialist teaching and research - type not defined |  | Adequate | 1,769.13 | NO
Thebarton_TB27-The Ranch_Ground Floor_G18 _ IT Environmental | TB-TB27-GN-G18 | TB27-GN-G18-IT Environmental | Thebarton | TB | TB27 | The Ranch | GN | Ground Floor | G18 | 99977 | Other Commercial Relationship | 859 | Infrastructure | 14.1 | IT Environmental | 3 | Specialist Teaching or Research Space Group | 300 | Laboratory - Specialist teaching and research - type not defined |  | Adequate | 2,201.66 | NO
Thebarton_TB27-The Ranch_Ground Floor_G19 _ IT Environmental | TB-TB27-GN-G19 | TB27-GN-G19-IT Environmental | Thebarton | TB | TB27 | The Ranch | GN | Ground Floor | G19 | 99977 | Other Commercial Relationship | 859 | Infrastructure | 20.31 | IT Environmental | 3 | Specialist Teaching or Research Space Group | 300 | Laboratory - Specialist teaching and research - type not defined |  | Adequate | 3,171.33 | NO
Thebarton_TB27-The Ranch_Ground Floor_G2 _ Workshop | TB-TB27-GN-G2 | TB27-GN-G2-Workshop | Thebarton | TB | TB27 | The Ranch | GN | Ground Floor | G2 | 99977 | Other Commercial Relationship | 859 | Infrastructure | 38.65 | Workshop | 4 | Ancillary Area Space Group | 403 | Ancillary Area - Workshop |  | Adequate | 3,993.11 | NO
Thebarton_TB27-The Ranch_Ground Floor_G3 _ Office | TB-TB27-GN-G3 | TB27-GN-G3-Office | Thebarton | TB | TB27 | The Ranch | GN | Ground Floor | G3 | 99977 | Other Commercial Relationship | 859 | Infrastructure | 42.84 | Office | 1 | Office Space Group | 101 | Office - Academic Staff |  | Adequate | 5,029.55 | NO
Thebarton_TB27-The Ranch_Ground Floor_G6 _ Office | TB-TB27-GN-G6 | TB27-GN-G6-Office | Thebarton | TB | TB27 | The Ranch | GN | Ground Floor | G6 | 99977 | Other Commercial Relationship | 859 | Infrastructure | 28.74 | Office | 1 | Office Space Group | 101 | Office - Academic Staff |  | Adequate | 3,374.16 | NO
Thebarton_TB27-The Ranch_Ground Floor_G7 _ IT Environmental | TB-TB27-GN-G7 | TB27-GN-G7-IT Environmental | Thebarton | TB | TB27 | The Ranch | GN | Ground Floor | G7 | 99977 | Other Commercial Relationship | 859 | Infrastructure | 11.19 | IT Environmental | 3 | Specialist Teaching or Research Space Group | 300 | Laboratory - Specialist teaching and research - type not defined |  | Adequate | 1,747.27 | NO
Thebarton_TB27-The Ranch_Ground Floor_G8 _ Reception | TB-TB27-GN-G8 | TB27-GN-G8-Reception | Thebarton | TB | TB27 | The Ranch | GN | Ground Floor | G8 | 99977 | Other Commercial Relationship | 859 | Infrastructure | 19.35 | Reception | 6 | General Facility Space Group | 623 | General Facility - Waiting Area/Foyer/Reception Area |  | Adequate | 2,544.36 | NO
Thebarton_TB27-The Ranch_Ground Floor_G8A _ Corr. | TB-TB27-GN-G8A | TB27-GN-G8A-Corr. | Thebarton | TB | TB27 | The Ranch | GN | Ground Floor | G8A | 859 | Infrastructure Office | 859 | Infrastructure | 1.32 | Corr. | 8 | Non Useable Floor Area Space Group | 805 | Non-usable - Circulation space |  | Adequate | 0.00 | NO
Thebarton_TB27-The Ranch_Ground Floor_G9 _ Boardroom | TB-TB27-GN-G9 | TB27-GN-G9-Boardroom | Thebarton | TB | TB27 | The Ranch | GN | Ground Floor | G9 | 859 | Infrastructure Office | 859 | Infrastructure | 19.6 | Boardroom | 6 | General Facility Space Group | 601 | General Facility - Committee/Conference/Meeting room |  | Adequate | 2,577.23 | NO
Thebarton_TB28-Warehouse 5 & 6_Ground Floor_G5.01 _ Gymnasium | TB-TB28-01-G5.01 | TB28-01-G5.01-Gymnasium | Thebarton | TB | TB28 | Warehouse 5 & 6 | 01 | Ground Floor | G5.01 | 99995 | Uni of Adelaide Sports Association | 859 | Infrastructure | 871.22 | Gymnasium | 6 | General Facility Space Group | 610 | General Facility - Indoor Sporting Facilities including Swimming Pool |  | Barely Adequate | 109,975.61 | NO
Thebarton_TB28-Warehouse 5 & 6_Ground Floor_G5.02 _ Store | TB-TB28-01-G5.02 | TB28-01-G5.02-Store | Thebarton | TB | TB28 | Warehouse 5 & 6 | 01 | Ground Floor | G5.02 | 99995 | Uni of Adelaide Sports Association | 859 | Infrastructure | 8.17 | Store | 4 | Ancillary Area Space Group | 419 | Ancillary Area - Store Room - Generic |  | Barely Adequate | 810.32 | NO
Thebarton_TB28-Warehouse 5 & 6_Ground Floor_G5.03A _ A/L | TB-TB28-01-G5.03A | TB28-01-G5.03A-A/L | Thebarton | TB | TB28 | Warehouse 5 & 6 | 01 | Ground Floor | G5.03A | 99995 | Uni of Adelaide Sports Association | 859 | Infrastructure | 7.31 | A/L | 8 | Non Useable Floor Area Space Group | 835 | Non-usable - Toilets/Amenities - Other |  | Barely Adequate | 0.00 | NO
Thebarton_TB28-Warehouse 5 & 6_Ground Floor_G5.03B _ A/L | TB-TB28-01-G5.03B | TB28-01-G5.03B-A/L | Thebarton | TB | TB28 | Warehouse 5 & 6 | 01 | Ground Floor | G5.03B | 99995 | Uni of Adelaide Sports Association | 859 | Infrastructure | 7.35 | A/L | 8 | Non Useable Floor Area Space Group | 835 | Non-usable - Toilets/Amenities - Other |  | Barely Adequate | 0.00 | NO
Thebarton_TB28-Warehouse 5 & 6_Ground Floor_G5.03C _ WC - M | TB-TB28-01-G5.03C | TB28-01-G5.03C-WC - M | Thebarton | TB | TB28 | Warehouse 5 & 6 | 01 | Ground Floor | G5.03C | 99995 | Uni of Adelaide Sports Association | 859 | Infrastructure | 10.63 | WC - M | 8 | Non Useable Floor Area Space Group | 821 | Non-usable - Toilets/Amenities - Male |  | Barely Adequate | 0.00 | NO
Thebarton_TB28-Warehouse 5 & 6_Ground Floor_G5.04 _ WC - F | TB-TB28-01-G5.04 | TB28-01-G5.04-WC - F | Thebarton | TB | TB28 | Warehouse 5 & 6 | 01 | Ground Floor | G5.04 | 99995 | Uni of Adelaide Sports Association | 859 | Infrastructure | 10.77 | WC - F | 8 | Non Useable Floor Area Space Group | 820 | Non-usable - Toilets/Amenities - Female |  | Barely Adequate | 0.00 | NO
Thebarton_TB28-Warehouse 5 & 6_Ground Floor_G6.01 _ Vodafone Recep | TB-TB28-01-G6.01 | TB28-01-G6.01-Vodafone Recep | Thebarton | TB | TB28 | Warehouse 5 & 6 | 01 | Ground Floor | G6.01 | 99967 | University Vacated | 99939 | Unusable Spaces | 25.65 | Vodafone Recep | 6 | General Facility Space Group | 611 | General Facility - Commercial/Business/Retail Facilities |  | Barely Adequate | 3,237.84 | NO
Thebarton_TB28-Warehouse 5 & 6_Ground Floor_G6.01A _ Stair | TB-TB28-01-G6.01A | TB28-01-G6.01A-Stair | Thebarton | TB | TB28 | Warehouse 5 & 6 | 01 | Ground Floor | G6.01A | 99967 | University Vacated | 99939 | Unusable Spaces | 4.14 | Stair | 8 | Non Useable Floor Area Space Group | 805 | Non-usable - Circulation space |  | Unknown | 0.00 | NO
Thebarton_TB28-Warehouse 5 & 6_Ground Floor_G6.02 _ Washroom | TB-TB28-01-G6.02 | TB28-01-G6.02-Washroom | Thebarton | TB | TB28 | Warehouse 5 & 6 | 01 | Ground Floor | G6.02 | 99967 | University Vacated | 99939 | Unusable Spaces | 1.8 | Washroom | 8 | Non Useable Floor Area Space Group | 835 | Non-usable - Toilets/Amenities - Other |  | Unknown | 0.00 | NO
Thebarton_TB28-Warehouse 5 & 6_Ground Floor_G6.03 _ WC | TB-TB28-01-G6.03 | TB28-01-G6.03-WC | Thebarton | TB | TB28 | Warehouse 5 & 6 | 01 | Ground Floor | G6.03 | 99967 | University Vacated | 99939 | Unusable Spaces | 5.61 | WC | 8 | Non Useable Floor Area Space Group | 835 | Non-usable - Toilets/Amenities - Other |  | Unknown | 0.00 | NO
Thebarton_TB28-Warehouse 5 & 6_Ground Floor_G6.04 _ Vodafone | TB-TB28-01-G6.04 | TB28-01-G6.04-Vodafone | Thebarton | TB | TB28 | Warehouse 5 & 6 | 01 | Ground Floor | G6.04 | 99967 | University Vacated | 99939 | Unusable Spaces | 8.87 | Vodafone | 6 | General Facility Space Group | 611 | General Facility - Commercial/Business/Retail Facilities |  | Barely Adequate | 1,119.68 | NO
Thebarton_TB28-Warehouse 5 & 6_Ground Floor_G6.05 _ Vodafone | TB-TB28-01-G6.05 | TB28-01-G6.05-Vodafone | Thebarton | TB | TB28 | Warehouse 5 & 6 | 01 | Ground Floor | G6.05 | 99967 | University Vacated | 99939 | Unusable Spaces | 69.42 | Vodafone | 6 | General Facility Space Group | 611 | General Facility - Commercial/Business/Retail Facilities |  | Barely Adequate | 8,763.01 | NO
Thebarton_TB28-Warehouse 5 & 6_Ground Floor_G6.06 _ Corr. | TB-TB28-01-G6.06 | TB28-01-G6.06-Corr. | Thebarton | TB | TB28 | Warehouse 5 & 6 | 01 | Ground Floor | G6.06 | 99967 | University Vacated | 99939 | Unusable Spaces | 11.76 | Corr. | 8 | Non Useable Floor Area Space Group | 805 | Non-usable - Circulation space |  | Barely Adequate | 0.00 | NO
Thebarton_TB28-Warehouse 5 & 6_Ground Floor_G6.06A _ Stair | TB-TB28-01-G6.06A | TB28-01-G6.06A-Stair | Thebarton | TB | TB28 | Warehouse 5 & 6 | 01 | Ground Floor | G6.06A | 99967 | University Vacated | 99939 | Unusable Spaces | 2.68 | Stair | 8 | Non Useable Floor Area Space Group | 805 | Non-usable - Circulation space |  | Unknown | 0.00 | NO
Thebarton_TB28-Warehouse 5 & 6_Ground Floor_G6.06B _ Vodafone Store | TB-TB28-01-G6.06B | TB28-01-G6.06B-Vodafone Store | Thebarton | TB | TB28 | Warehouse 5 & 6 | 01 | Ground Floor | G6.06B | 99967 | University Vacated | 99939 | Unusable Spaces | 2.74 | Vodafone Store | 6 | General Facility Space Group | 611 | General Facility - Commercial/Business/Retail Facilities |  | Barely Adequate | 345.87 | NO
Thebarton_TB28-Warehouse 5 & 6_Ground Floor_G6.07 _ Vodafone | TB-TB28-01-G6.07 | TB28-01-G6.07-Vodafone | Thebarton | TB | TB28 | Warehouse 5 & 6 | 01 | Ground Floor | G6.07 | 99967 | University Vacated | 99939 | Unusable Spaces | 13.29 | Vodafone | 6 | General Facility Space Group | 611 | General Facility - Commercial/Business/Retail Facilities |  | Barely Adequate | 1,677.62 | NO
Thebarton_TB28-Warehouse 5 & 6_Ground Floor_G6.08 _ Vodafone Gen | TB-TB28-01-G6.08 | TB28-01-G6.08-Vodafone Gen | Thebarton | TB | TB28 | Warehouse 5 & 6 | 01 | Ground Floor | G6.08 | 99967 | University Vacated | 99939 | Unusable Spaces | 25.92 | Vodafone Gen | 6 | General Facility Space Group | 611 | General Facility - Commercial/Business/Retail Facilities |  | Barely Adequate | 3,271.93 | NO
Thebarton_TB28-Warehouse 5 & 6_Ground Floor_G6.09 _ Vodafone Load Bay | TB-TB28-01-G6.09 | TB28-01-G6.09-Vodafone Load Bay | Thebarton | TB | TB28 | Warehouse 5 & 6 | 01 | Ground Floor | G6.09 | 99967 | University Vacated | 99939 | Unusable Spaces | 45.49 | Vodafone Load Bay | 6 | General Facility Space Group | 611 | General Facility - Commercial/Business/Retail Facilities |  | Barely Adequate | 5,742.28 | NO
Thebarton_TB28-Warehouse 5 & 6_Ground Floor_G6.10 _ Vodafone Store | TB-TB28-01-G6.10 | TB28-01-G6.10-Vodafone Store | Thebarton | TB | TB28 | Warehouse 5 & 6 | 01 | Ground Floor | G6.10 | 99967 | University Vacated | 99939 | Unusable Spaces | 19.63 | Vodafone Store | 6 | General Facility Space Group | 611 | General Facility - Commercial/Business/Retail Facilities |  | Barely Adequate | 2,477.93 | NO
Thebarton_TB28-Warehouse 5 & 6_Ground Floor_G6.11 _ Vodfone Switch Room | TB-TB28-01-G6.11 | TB28-01-G6.11-Vodfone Switch Room | Thebarton | TB | TB28 | Warehouse 5 & 6 | 01 | Ground Floor | G6.11 | 99967 | University Vacated | 99939 | Unusable Spaces | 354.45 | Vodfone Switch Room | 6 | General Facility Space Group | 611 | General Facility - Commercial/Business/Retail Facilities |  | Barely Adequate | 44,742.84 | NO
Thebarton_TB28-Warehouse 5 & 6_Mezzanine_M01 _ Vodafone Lease | TB-TB28-02-M01 | TB28-02-M01-Vodafone Lease | Thebarton | TB | TB28 | Warehouse 5 & 6 | 02 | Mezzanine | M01 | 99967 | University Vacated | 99939 | Unusable Spaces | 131.21 | Vodafone Lease | 6 | General Facility Space Group | 611 | General Facility - Commercial/Business/Retail Facilities |  | Barely Adequate | 16,562.86 | NO
Thebarton_TB28-Warehouse 5 & 6_Mezzanine_M01A _ Stair | TB-TB28-02-M01A | TB28-02-M01A-Stair | Thebarton | TB | TB28 | Warehouse 5 & 6 | 02 | Mezzanine | M01A | 99967 | University Vacated | 99939 | Unusable Spaces | 1.59 | Stair | 8 | Non Useable Floor Area Space Group | 805 | Non-usable - Circulation space |  | Unknown | 0.00 | NO
Thebarton_TB28-Warehouse 5 & 6_Mezzanine_M02 _ Vodfone Switch Board | TB-TB28-02-M02 | TB28-02-M02-Vodfone Switch Board | Thebarton | TB | TB28 | Warehouse 5 & 6 | 02 | Mezzanine | M02 | 99967 | University Vacated | 99939 | Unusable Spaces | 21.98 | Vodfone Switch Board | 6 | General Facility Space Group | 611 | General Facility - Commercial/Business/Retail Facilities |  | Barely Adequate | 2,774.57 | NO
Thebarton_TB28-Warehouse 5 & 6_Mezzanine_M02A _ dead space | TB-TB28-02-M02A | TB28-02-M02A-dead space | Thebarton | TB | TB28 | Warehouse 5 & 6 | 02 | Mezzanine | M02A | 99967 | University Vacated | 99939 | Unusable Spaces | 1.15 | dead space | 8 | Non Useable Floor Area Space Group | 800 | Non-usable - Specific type not defined |  | Barely Adequate | 0.00 | NO
Thebarton_TB28-Warehouse 5 & 6_Mezzanine_M02B _ Stair | TB-TB28-02-M02B | TB28-02-M02B-Stair | Thebarton | TB | TB28 | Warehouse 5 & 6 | 02 | Mezzanine | M02B | 99967 | University Vacated | 99939 | Unusable Spaces | 2.86 | Stair | 8 | Non Useable Floor Area Space Group | 805 | Non-usable - Circulation space |  | Unknown | 0.00 | NO
Thebarton_TB28-Warehouse 5 & 6_Mezzanine_M03 _ Vodafone Lease | TB-TB28-02-M03 | TB28-02-M03-Vodafone Lease | Thebarton | TB | TB28 | Warehouse 5 & 6 | 02 | Mezzanine | M03 | 99967 | University Vacated | 99939 | Unusable Spaces | 13.9 | Vodafone Lease | 6 | General Facility Space Group | 611 | General Facility - Commercial/Business/Retail Facilities |  | Barely Adequate | 1,754.62 | NO
Two Wells_TW01-Two Wells Dairy_Ground Floor_G1 _ Store | TW-TW01-GN-G1 | TW01-GN-G1-Store | Two Wells | TW | TW01 | Two Wells Dairy | GN | Ground Floor | G1 | 122 | School of Animal and Veterinary Sciences | 122 | School of Animal and Veterinary Sciences | 8.23 | Store | 4 | Ancillary Area Space Group | 419 | Ancillary Area - Store Room - Generic |  | Unknown | 0.00 | NO
Two Wells_TW01-Two Wells Dairy_Ground Floor_G10 _ Equipment Store | TW-TW01-GN-G10 | TW01-GN-G10-Equipment Store | Two Wells | TW | TW01 | Two Wells Dairy | GN | Ground Floor | G10 | 122 | School of Animal and Veterinary Sciences | 122 | School of Animal and Veterinary Sciences | 6.11 | Equipment Store | 4 | Ancillary Area Space Group | 419 | Ancillary Area - Store Room - Generic |  | Unknown | 0.00 | NO
Two Wells_TW01-Two Wells Dairy_Ground Floor_G11 _ Stalls Circulation | TW-TW01-GN-G11 | TW01-GN-G11-Stalls Circulation | Two Wells | TW | TW01 | Two Wells Dairy | GN | Ground Floor | G11 | 122 | School of Animal and Veterinary Sciences | 122 | School of Animal and Veterinary Sciences | 40.11 | Stalls Circulation | 4 | Ancillary Area Space Group | 404 | Ancillary Area - Animal Holding |  | Unknown | 0.00 | NO
Two Wells_TW01-Two Wells Dairy_Ground Floor_G11A _ Stall 1 | TW-TW01-GN-G11A | TW01-GN-G11A-Stall 1 | Two Wells | TW | TW01 | Two Wells Dairy | GN | Ground Floor | G11A | 122 | School of Animal and Veterinary Sciences | 122 | School of Animal and Veterinary Sciences | 2.48 | Stall 1 | 4 | Ancillary Area Space Group | 404 | Ancillary Area - Animal Holding |  | Unknown | 0.00 | NO
Two Wells_TW01-Two Wells Dairy_Ground Floor_G11B _ Stall 2 | TW-TW01-GN-G11B | TW01-GN-G11B-Stall 2 | Two Wells | TW | TW01 | Two Wells Dairy | GN | Ground Floor | G11B | 122 | School of Animal and Veterinary Sciences | 122 | School of Animal and Veterinary Sciences | 2.44 | Stall 2 | 4 | Ancillary Area Space Group | 404 | Ancillary Area - Animal Holding |  | Unknown | 0.00 | NO
Two Wells_TW01-Two Wells Dairy_Ground Floor_G11C _ Stall 3 | TW-TW01-GN-G11C | TW01-GN-G11C-Stall 3 | Two Wells | TW | TW01 | Two Wells Dairy | GN | Ground Floor | G11C | 122 | School of Animal and Veterinary Sciences | 122 | School of Animal and Veterinary Sciences | 2.44 | Stall 3 | 4 | Ancillary Area Space Group | 404 | Ancillary Area - Animal Holding |  | Unknown | 0.00 | NO
Two Wells_TW01-Two Wells Dairy_Ground Floor_G11D _ Stall 4 | TW-TW01-GN-G11D | TW01-GN-G11D-Stall 4 | Two Wells | TW | TW01 | Two Wells Dairy | GN | Ground Floor | G11D | 122 | School of Animal and Veterinary Sciences | 122 | School of Animal and Veterinary Sciences | 2.44 | Stall 4 | 4 | Ancillary Area Space Group | 404 | Ancillary Area - Animal Holding |  | Unknown | 0.00 | NO
Two Wells_TW01-Two Wells Dairy_Ground Floor_G11E _ Stall 5 | TW-TW01-GN-G11E | TW01-GN-G11E-Stall 5 | Two Wells | TW | TW01 | Two Wells Dairy | GN | Ground Floor | G11E | 122 | School of Animal and Veterinary Sciences | 122 | School of Animal and Veterinary Sciences | 2.44 | Stall 5 | 4 | Ancillary Area Space Group | 404 | Ancillary Area - Animal Holding |  | Unknown | 0.00 | NO
Two Wells_TW01-Two Wells Dairy_Ground Floor_G11F _ Stall 6 | TW-TW01-GN-G11F | TW01-GN-G11F-Stall 6 | Two Wells | TW | TW01 | Two Wells Dairy | GN | Ground Floor | G11F | 122 | School of Animal and Veterinary Sciences | 122 | School of Animal and Veterinary Sciences | 2.44 | Stall 6 | 4 | Ancillary Area Space Group | 404 | Ancillary Area - Animal Holding |  | Unknown | 0.00 | NO
Two Wells_TW01-Two Wells Dairy_Ground Floor_G11G _ Stall 7 | TW-TW01-GN-G11G | TW01-GN-G11G-Stall 7 | Two Wells | TW | TW01 | Two Wells Dairy | GN | Ground Floor | G11G | 122 | School of Animal and Veterinary Sciences | 122 | School of Animal and Veterinary Sciences | 2.44 | Stall 7 | 4 | Ancillary Area Space Group | 404 | Ancillary Area - Animal Holding |  | Unknown | 0.00 | NO
Two Wells_TW01-Two Wells Dairy_Ground Floor_G11H _ Stall 8 | TW-TW01-GN-G11H | TW01-GN-G11H-Stall 8 | Two Wells | TW | TW01 | Two Wells Dairy | GN | Ground Floor | G11H | 122 | School of Animal and Veterinary Sciences | 122 | School of Animal and Veterinary Sciences | 2.43 | Stall 8 | 4 | Ancillary Area Space Group | 404 | Ancillary Area - Animal Holding |  | Unknown | 0.00 | NO
Two Wells_TW01-Two Wells Dairy_Ground Floor_G11I _ Stall 9 | TW-TW01-GN-G11I | TW01-GN-G11I-Stall 9 | Two Wells | TW | TW01 | Two Wells Dairy | GN | Ground Floor | G11I | 122 | School of Animal and Veterinary Sciences | 122 | School of Animal and Veterinary Sciences | 2.43 | Stall 9 | 4 | Ancillary Area Space Group | 404 | Ancillary Area - Animal Holding |  | Unknown | 0.00 | NO
Two Wells_TW01-Two Wells Dairy_Ground Floor_G11J _ Stall 10 | TW-TW01-GN-G11J | TW01-GN-G11J-Stall 10 | Two Wells | TW | TW01 | Two Wells Dairy | GN | Ground Floor | G11J | 122 | School of Animal and Veterinary Sciences | 122 | School of Animal and Veterinary Sciences | 2.42 | Stall 10 | 4 | Ancillary Area Space Group | 404 | Ancillary Area - Animal Holding |  | Unknown | 0.00 | NO
Two Wells_TW01-Two Wells Dairy_Ground Floor_G12 _ Small Sand Pen | TW-TW01-GN-G12 | TW01-GN-G12-Small Sand Pen | Two Wells | TW | TW01 | Two Wells Dairy | GN | Ground Floor | G12 | 122 | School of Animal and Veterinary Sciences | 122 | School of Animal and Veterinary Sciences | 57.87 | Small Sand Pen | 4 | Ancillary Area Space Group | 404 | Ancillary Area - Animal Holding |  | Unknown | 0.00 | NO
Two Wells_TW01-Two Wells Dairy_Ground Floor_G13 _ Concrete Pen | TW-TW01-GN-G13 | TW01-GN-G13-Concrete Pen | Two Wells | TW | TW01 | Two Wells Dairy | GN | Ground Floor | G13 | 122 | School of Animal and Veterinary Sciences | 122 | School of Animal and Veterinary Sciences | 48.72 | Concrete Pen | 4 | Ancillary Area Space Group | 404 | Ancillary Area - Animal Holding |  | Unknown | 0.00 | NO
Two Wells_TW01-Two Wells Dairy_Ground Floor_G14 _ Large Sand Pen | TW-TW01-GN-G14 | TW01-GN-G14-Large Sand Pen | Two Wells | TW | TW01 | Two Wells Dairy | GN | Ground Floor | G14 | 122 | School of Animal and Veterinary Sciences | 122 | School of Animal and Veterinary Sciences | 436.35 | Large Sand Pen | 4 | Ancillary Area Space Group | 404 | Ancillary Area - Animal Holding |  | Unknown | 0.00 | NO
Two Wells_TW01-Two Wells Dairy_Ground Floor_G15 _ Concrete Run | TW-TW01-GN-G15 | TW01-GN-G15-Concrete Run | Two Wells | TW | TW01 | Two Wells Dairy | GN | Ground Floor | G15 | 122 | School of Animal and Veterinary Sciences | 122 | School of Animal and Veterinary Sciences | 85.4 | Concrete Run | 4 | Ancillary Area Space Group | 404 | Ancillary Area - Animal Holding |  | Unknown | 0.00 | NO
Two Wells_TW01-Two Wells Dairy_Ground Floor_G16A _ Run | TW-TW01-GN-G16A | TW01-GN-G16A-Run | Two Wells | TW | TW01 | Two Wells Dairy | GN | Ground Floor | G16A | 122 | School of Animal and Veterinary Sciences | 122 | School of Animal and Veterinary Sciences | 6.24 | Run | 4 | Ancillary Area Space Group | 404 | Ancillary Area - Animal Holding |  | Unknown | 0.00 | NO
Two Wells_TW01-Two Wells Dairy_Ground Floor_G16B _ Crush | TW-TW01-GN-G16B | TW01-GN-G16B-Crush | Two Wells | TW | TW01 | Two Wells Dairy | GN | Ground Floor | G16B | 122 | School of Animal and Veterinary Sciences | 122 | School of Animal and Veterinary Sciences | 4.99 | Crush | 4 | Ancillary Area Space Group | 404 | Ancillary Area - Animal Holding |  | Unknown | 0.00 | NO
Two Wells_TW01-Two Wells Dairy_Ground Floor_G16C _ Crush | TW-TW01-GN-G16C | TW01-GN-G16C-Crush | Two Wells | TW | TW01 | Two Wells Dairy | GN | Ground Floor | G16C | 122 | School of Animal and Veterinary Sciences | 122 | School of Animal and Veterinary Sciences | 4.96 | Crush | 4 | Ancillary Area Space Group | 404 | Ancillary Area - Animal Holding |  | Unknown | 0.00 | NO
Two Wells_TW01-Two Wells Dairy_Ground Floor_G16D _ Crush | TW-TW01-GN-G16D | TW01-GN-G16D-Crush | Two Wells | TW | TW01 | Two Wells Dairy | GN | Ground Floor | G16D | 122 | School of Animal and Veterinary Sciences | 122 | School of Animal and Veterinary Sciences | 5.08 | Crush | 4 | Ancillary Area Space Group | 404 | Ancillary Area - Animal Holding |  | Unknown | 0.00 | NO
Two Wells_TW01-Two Wells Dairy_Ground Floor_G16E _ Weigh Box | TW-TW01-GN-G16E | TW01-GN-G16E-Weigh Box | Two Wells | TW | TW01 | Two Wells Dairy | GN | Ground Floor | G16E | 122 | School of Animal and Veterinary Sciences | 122 | School of Animal and Veterinary Sciences | 8.64 | Weigh Box | 4 | Ancillary Area Space Group | 404 | Ancillary Area - Animal Holding |  | Unknown | 0.00 | NO
Two Wells_TW01-Two Wells Dairy_Ground Floor_G17 _ Concrete Run | TW-TW01-GN-G17 | TW01-GN-G17-Concrete Run | Two Wells | TW | TW01 | Two Wells Dairy | GN | Ground Floor | G17 | 122 | School of Animal and Veterinary Sciences | 122 | School of Animal and Veterinary Sciences | 82.9 | Concrete Run | 4 | Ancillary Area Space Group | 404 | Ancillary Area - Animal Holding |  | Unknown | 0.00 | NO
Two Wells_TW01-Two Wells Dairy_Ground Floor_G18 _ Concrete Run | TW-TW01-GN-G18 | TW01-GN-G18-Concrete Run | Two Wells | TW | TW01 | Two Wells Dairy | GN | Ground Floor | G18 | 122 | School of Animal and Veterinary Sciences | 122 | School of Animal and Veterinary Sciences | 77.22 | Concrete Run | 4 | Ancillary Area Space Group | 404 | Ancillary Area - Animal Holding |  | Unknown | 0.00 | NO
Two Wells_TW01-Two Wells Dairy_Ground Floor_G2A _ Tutorial | TW-TW01-GN-G2A | TW01-GN-G2A-Tutorial | Two Wells | TW | TW01 | Two Wells Dairy | GN | Ground Floor | G2A | 330 | Equine Health & Performance Centre | 122 | School of Animal and Veterinary Sciences | 11.76 | Tutorial | 2 | Teaching Space Group | 206 | Lecture/Seminar/Tutorial/Class Room (<30) Flat Floor |  | Good | 0.00 | NO
Two Wells_TW01-Two Wells Dairy_Ground Floor_G2B _ Lunchroom | TW-TW01-GN-G2B | TW01-GN-G2B-Lunchroom | Two Wells | TW | TW01 | Two Wells Dairy | GN | Ground Floor | G2B | 122 | School of Animal and Veterinary Sciences | 122 | School of Animal and Veterinary Sciences | 11.76 | Lunchroom | 6 | General Facility Space Group | 608 | General Facility - Kitchen/Servery/Food Storage |  | Unknown | 0.00 | NO
Two Wells_TW01-Two Wells Dairy_Ground Floor_G3 _ WC - Access | TW-TW01-GN-G3 | TW01-GN-G3-WC - Access | Two Wells | TW | TW01 | Two Wells Dairy | GN | Ground Floor | G3 | 99939 | Unusable Spaces | 99939 | Unusable Spaces | 5.17 | WC - Access | 8 | Non Useable Floor Area Space Group | 818 | Non-usable - Toilets/Amenities - Unisex Accessible |  | Unknown | 0.00 | NO
Two Wells_TW01-Two Wells Dairy_Ground Floor_G4 _ WC | TW-TW01-GN-G4 | TW01-GN-G4-WC | Two Wells | TW | TW01 | Two Wells Dairy | GN | Ground Floor | G4 | 99939 | Unusable Spaces | 99939 | Unusable Spaces | 3.1 | WC | 8 | Non Useable Floor Area Space Group | 835 | Non-usable - Toilets/Amenities - Other |  | Unknown | 0.00 | NO
Two Wells_TW01-Two Wells Dairy_Ground Floor_G5 _ Landing | TW-TW01-GN-G5 | TW01-GN-G5-Landing | Two Wells | TW | TW01 | Two Wells Dairy | GN | Ground Floor | G5 | 99939 | Unusable Spaces | 99939 | Unusable Spaces | 24.83 | Landing | 8 | Non Useable Floor Area Space Group | 805 | Non-usable - Circulation space |  | Unknown | 0.00 | NO
Two Wells_TW01-Two Wells Dairy_Ground Floor_G6 _ Boot Wash | TW-TW01-GN-G6 | TW01-GN-G6-Boot Wash | Two Wells | TW | TW01 | Two Wells Dairy | GN | Ground Floor | G6 | 122 | School of Animal and Veterinary Sciences | 122 | School of Animal and Veterinary Sciences | 31.21 | Boot Wash | 4 | Ancillary Area Space Group | 401 | Ancillary Area - Laboratory Service and Preparation |  | Unknown | 0.00 | NO
Two Wells_TW01-Two Wells Dairy_Ground Floor_G7 _ Breezeway | TW-TW01-GN-G7 | TW01-GN-G7-Breezeway | Two Wells | TW | TW01 | Two Wells Dairy | GN | Ground Floor | G7 | 99939 | Unusable Spaces | 99939 | Unusable Spaces | 21.81 | Breezeway | 8 | Non Useable Floor Area Space Group | 805 | Non-usable - Circulation space |  | Unknown | 0.00 | NO
Two Wells_TW01-Two Wells Dairy_Ground Floor_G8 _ Pens Circulation | TW-TW01-GN-G8 | TW01-GN-G8-Pens Circulation | Two Wells | TW | TW01 | Two Wells Dairy | GN | Ground Floor | G8 | 122 | School of Animal and Veterinary Sciences | 122 | School of Animal and Veterinary Sciences | 26.95 | Pens Circulation | 4 | Ancillary Area Space Group | 404 | Ancillary Area - Animal Holding |  | Unknown | 0.00 | NO
Two Wells_TW01-Two Wells Dairy_Ground Floor_G8A _ Pen | TW-TW01-GN-G8A | TW01-GN-G8A-Pen | Two Wells | TW | TW01 | Two Wells Dairy | GN | Ground Floor | G8A | 122 | School of Animal and Veterinary Sciences | 122 | School of Animal and Veterinary Sciences | 8.22 | Pen | 4 | Ancillary Area Space Group | 404 | Ancillary Area - Animal Holding |  | Unknown | 0.00 | NO
Two Wells_TW01-Two Wells Dairy_Ground Floor_G8B _ Hoof Treatment Stall 1 | TW-TW01-GN-G8B | TW01-GN-G8B-Hoof Treatment Stall 1 | Two Wells | TW | TW01 | Two Wells Dairy | GN | Ground Floor | G8B | 122 | School of Animal and Veterinary Sciences | 122 | School of Animal and Veterinary Sciences | 4.4 | Hoof Treatment Stall 1 | 4 | Ancillary Area Space Group | 404 | Ancillary Area - Animal Holding |  | Unknown | 0.00 | NO
Two Wells_TW01-Two Wells Dairy_Ground Floor_G8C _ Pen | TW-TW01-GN-G8C | TW01-GN-G8C-Pen | Two Wells | TW | TW01 | Two Wells Dairy | GN | Ground Floor | G8C | 122 | School of Animal and Veterinary Sciences | 122 | School of Animal and Veterinary Sciences | 8.43 | Pen | 4 | Ancillary Area Space Group | 404 | Ancillary Area - Animal Holding |  | Unknown | 0.00 | NO
Two Wells_TW01-Two Wells Dairy_Ground Floor_G8D _ Hoof Treatment Stall 2 | TW-TW01-GN-G8D | TW01-GN-G8D-Hoof Treatment Stall 2 | Two Wells | TW | TW01 | Two Wells Dairy | GN | Ground Floor | G8D | 122 | School of Animal and Veterinary Sciences | 122 | School of Animal and Veterinary Sciences | 4.4 | Hoof Treatment Stall 2 | 4 | Ancillary Area Space Group | 404 | Ancillary Area - Animal Holding |  | Unknown | 0.00 | NO
Two Wells_TW01-Two Wells Dairy_Ground Floor_G8E _ Pen | TW-TW01-GN-G8E | TW01-GN-G8E-Pen | Two Wells | TW | TW01 | Two Wells Dairy | GN | Ground Floor | G8E | 122 | School of Animal and Veterinary Sciences | 122 | School of Animal and Veterinary Sciences | 8.43 | Pen | 4 | Ancillary Area Space Group | 404 | Ancillary Area - Animal Holding |  | Unknown | 0.00 | NO
Two Wells_TW01-Two Wells Dairy_Ground Floor_G8F _ Hoof Treatment Stall 3 | TW-TW01-GN-G8F | TW01-GN-G8F-Hoof Treatment Stall 3 | Two Wells | TW | TW01 | Two Wells Dairy | GN | Ground Floor | G8F | 122 | School of Animal and Veterinary Sciences | 122 | School of Animal and Veterinary Sciences | 4.38 | Hoof Treatment Stall 3 | 4 | Ancillary Area Space Group | 404 | Ancillary Area - Animal Holding |  | Unknown | 0.00 | NO
Two Wells_TW01-Two Wells Dairy_Ground Floor_G8G _ Pen | TW-TW01-GN-G8G | TW01-GN-G8G-Pen | Two Wells | TW | TW01 | Two Wells Dairy | GN | Ground Floor | G8G | 122 | School of Animal and Veterinary Sciences | 122 | School of Animal and Veterinary Sciences | 8.46 | Pen | 4 | Ancillary Area Space Group | 404 | Ancillary Area - Animal Holding |  | Unknown | 0.00 | NO
Two Wells_TW01-Two Wells Dairy_Ground Floor_G8H _ Hoof Treatment Stall 4 | TW-TW01-GN-G8H | TW01-GN-G8H-Hoof Treatment Stall 4 | Two Wells | TW | TW01 | Two Wells Dairy | GN | Ground Floor | G8H | 122 | School of Animal and Veterinary Sciences | 122 | School of Animal and Veterinary Sciences | 4.41 | Hoof Treatment Stall 4 | 4 | Ancillary Area Space Group | 404 | Ancillary Area - Animal Holding |  | Unknown | 0.00 | NO
Two Wells_TW01-Two Wells Dairy_Ground Floor_G8I _ Pen | TW-TW01-GN-G8I | TW01-GN-G8I-Pen | Two Wells | TW | TW01 | Two Wells Dairy | GN | Ground Floor | G8I | 122 | School of Animal and Veterinary Sciences | 122 | School of Animal and Veterinary Sciences | 8.65 | Pen | 4 | Ancillary Area Space Group | 404 | Ancillary Area - Animal Holding |  | Unknown | 0.00 | NO
Two Wells_TW01-Two Wells Dairy_Ground Floor_G9 _ Stalls to Pens Circulation | TW-TW01-GN-G9 | TW01-GN-G9-Stalls to Pens Circulation | Two Wells | TW | TW01 | Two Wells Dairy | GN | Ground Floor | G9 | 122 | School of Animal and Veterinary Sciences | 122 | School of Animal and Veterinary Sciences | 41.4 | Stalls to Pens Circulation | 4 | Ancillary Area Space Group | 404 | Ancillary Area - Animal Holding |  | Unknown | 0.00 | NO
Two Wells_TW01-Two Wells Dairy_Ground Floor_G9A _ SG Access | TW-TW01-GN-G9A | TW01-GN-G9A-SG Access | Two Wells | TW | TW01 | Two Wells Dairy | GN | Ground Floor | G9A | 122 | School of Animal and Veterinary Sciences | 122 | School of Animal and Veterinary Sciences | 1.45 | SG Access | 4 | Ancillary Area Space Group | 404 | Ancillary Area - Animal Holding |  | Unknown | 0.00 | NO
Two Wells_TW01-Two Wells Dairy_Ground Floor_G9B _ SG Access | TW-TW01-GN-G9B | TW01-GN-G9B-SG Access | Two Wells | TW | TW01 | Two Wells Dairy | GN | Ground Floor | G9B | 122 | School of Animal and Veterinary Sciences | 122 | School of Animal and Veterinary Sciences | 1.19 | SG Access | 4 | Ancillary Area Space Group | 404 | Ancillary Area - Animal Holding |  | Unknown | 0.00 | NO
Wallaroo_WA01-Wallaroo Residence, 17 Boarse Crescent._Ground Floor_G00 _ Verandah | WA-WA01-GN-G00 | WA01-GN-G00-Verandah | Wallaroo | WA | WA01 | Wallaroo Residence, 17 Boarse Crescent. | GN | Ground Floor | G00 | 384 | Medicine | 384 | Adelaide Medical School | 7.14 | Verandah | 7 | Residential Accommodation Space Group | 700 | Residential - Specific type not defined |  | Unknown | 0.00 | NO
Wallaroo_WA01-Wallaroo Residence, 17 Boarse Crescent._Ground Floor_G01 _ Entry | WA-WA01-GN-G01 | WA01-GN-G01-Entry | Wallaroo | WA | WA01 | Wallaroo Residence, 17 Boarse Crescent. | GN | Ground Floor | G01 | 384 | Medicine | 384 | Adelaide Medical School | 6.2 | Entry | 7 | Residential Accommodation Space Group | 700 | Residential - Specific type not defined |  | Unknown | 0.00 | NO
Wallaroo_WA01-Wallaroo Residence, 17 Boarse Crescent._Ground Floor_G02 _ Study | WA-WA01-GN-G02 | WA01-GN-G02-Study | Wallaroo | WA | WA01 | Wallaroo Residence, 17 Boarse Crescent. | GN | Ground Floor | G02 | 384 | Medicine | 384 | Adelaide Medical School | 11.1 | Study | 7 | Residential Accommodation Space Group | 700 | Residential - Specific type not defined |  | Unknown | 0.00 | NO
Wallaroo_WA01-Wallaroo Residence, 17 Boarse Crescent._Ground Floor_G03 _ Hall | WA-WA01-GN-G03 | WA01-GN-G03-Hall | Wallaroo | WA | WA01 | Wallaroo Residence, 17 Boarse Crescent. | GN | Ground Floor | G03 | 384 | Medicine | 384 | Adelaide Medical School | 8.39 | Hall | 7 | Residential Accommodation Space Group | 700 | Residential - Specific type not defined |  | Unknown | 0.00 | NO
Wallaroo_WA01-Wallaroo Residence, 17 Boarse Crescent._Ground Floor_G04 _ Lounge | WA-WA01-GN-G04 | WA01-GN-G04-Lounge | Wallaroo | WA | WA01 | Wallaroo Residence, 17 Boarse Crescent. | GN | Ground Floor | G04 | 384 | Medicine | 384 | Adelaide Medical School | 14.5 | Lounge | 7 | Residential Accommodation Space Group | 700 | Residential - Specific type not defined |  | Unknown | 0.00 | NO
Wallaroo_WA01-Wallaroo Residence, 17 Boarse Crescent._Ground Floor_G05 _ Dining | WA-WA01-GN-G05 | WA01-GN-G05-Dining | Wallaroo | WA | WA01 | Wallaroo Residence, 17 Boarse Crescent. | GN | Ground Floor | G05 | 384 | Medicine | 384 | Adelaide Medical School | 14.5 | Dining | 7 | Residential Accommodation Space Group | 700 | Residential - Specific type not defined |  | Unknown | 0.00 | NO
Wallaroo_WA01-Wallaroo Residence, 17 Boarse Crescent._Ground Floor_G06 _ Kitchen | WA-WA01-GN-G06 | WA01-GN-G06-Kitchen | Wallaroo | WA | WA01 | Wallaroo Residence, 17 Boarse Crescent. | GN | Ground Floor | G06 | 384 | Medicine | 384 | Adelaide Medical School | 28.43 | Kitchen | 7 | Residential Accommodation Space Group | 700 | Residential - Specific type not defined |  | Unknown | 0.00 | NO
Wallaroo_WA01-Wallaroo Residence, 17 Boarse Crescent._Ground Floor_G06A _ Pantry | WA-WA01-GN-G06A | WA01-GN-G06A-Pantry | Wallaroo | WA | WA01 | Wallaroo Residence, 17 Boarse Crescent. | GN | Ground Floor | G06A | 384 | Medicine | 384 | Adelaide Medical School | 0.79 | Pantry | 7 | Residential Accommodation Space Group | 700 | Residential - Specific type not defined |  | Unknown | 0.00 | NO
Wallaroo_WA01-Wallaroo Residence, 17 Boarse Crescent._Ground Floor_G07 _ Dining | WA-WA01-GN-G07 | WA01-GN-G07-Dining | Wallaroo | WA | WA01 | Wallaroo Residence, 17 Boarse Crescent. | GN | Ground Floor | G07 | 384 | Medicine | 384 | Adelaide Medical School | 14.92 | Dining | 7 | Residential Accommodation Space Group | 700 | Residential - Specific type not defined |  | Unknown | 0.00 | NO
Wallaroo_WA01-Wallaroo Residence, 17 Boarse Crescent._Ground Floor_G08 _ Family Room | WA-WA01-GN-G08 | WA01-GN-G08-Family Room | Wallaroo | WA | WA01 | Wallaroo Residence, 17 Boarse Crescent. | GN | Ground Floor | G08 | 384 | Medicine | 384 | Adelaide Medical School | 18.42 | Family Room | 7 | Residential Accommodation Space Group | 700 | Residential - Specific type not defined |  | Unknown | 0.00 | NO
Wallaroo_WA01-Wallaroo Residence, 17 Boarse Crescent._Ground Floor_G09 _ Alfresco Area | WA-WA01-GN-G09 | WA01-GN-G09-Alfresco Area | Wallaroo | WA | WA01 | Wallaroo Residence, 17 Boarse Crescent. | GN | Ground Floor | G09 | 384 | Medicine | 384 | Adelaide Medical School | 13.1 | Alfresco Area | 7 | Residential Accommodation Space Group | 700 | Residential - Specific type not defined |  | Unknown | 0.00 | NO
Wallaroo_WA01-Wallaroo Residence, 17 Boarse Crescent._Ground Floor_G10 _ Corr. | WA-WA01-GN-G10 | WA01-GN-G10-Corr. | Wallaroo | WA | WA01 | Wallaroo Residence, 17 Boarse Crescent. | GN | Ground Floor | G10 | 384 | Medicine | 384 | Adelaide Medical School | 5.05 | Corr. | 7 | Residential Accommodation Space Group | 700 | Residential - Specific type not defined |  | Unknown | 0.00 | NO
Wallaroo_WA01-Wallaroo Residence, 17 Boarse Crescent._Ground Floor_G10A _ Store | WA-WA01-GN-G10A | WA01-GN-G10A-Store | Wallaroo | WA | WA01 | Wallaroo Residence, 17 Boarse Crescent. | GN | Ground Floor | G10A | 384 | Medicine | 384 | Adelaide Medical School | 0.45 | Store | 7 | Residential Accommodation Space Group | 700 | Residential - Specific type not defined |  | Unknown | 0.00 | NO
Wallaroo_WA01-Wallaroo Residence, 17 Boarse Crescent._Ground Floor_G11 _ Bedroom 3 | WA-WA01-GN-G11 | WA01-GN-G11-Bedroom 3 | Wallaroo | WA | WA01 | Wallaroo Residence, 17 Boarse Crescent. | GN | Ground Floor | G11 | 384 | Medicine | 384 | Adelaide Medical School | 12.77 | Bedroom 3 | 7 | Residential Accommodation Space Group | 700 | Residential - Specific type not defined |  | Unknown | 0.00 | NO
Wallaroo_WA01-Wallaroo Residence, 17 Boarse Crescent._Ground Floor_G12 _ Guest Room | WA-WA01-GN-G12 | WA01-GN-G12-Guest Room | Wallaroo | WA | WA01 | Wallaroo Residence, 17 Boarse Crescent. | GN | Ground Floor | G12 | 384 | Medicine | 384 | Adelaide Medical School | 12.64 | Guest Room | 7 | Residential Accommodation Space Group | 700 | Residential - Specific type not defined |  | Unknown | 0.00 | NO
Wallaroo_WA01-Wallaroo Residence, 17 Boarse Crescent._Ground Floor_G13 _ Ldry | WA-WA01-GN-G13 | WA01-GN-G13-Ldry | Wallaroo | WA | WA01 | Wallaroo Residence, 17 Boarse Crescent. | GN | Ground Floor | G13 | 384 | Medicine | 384 | Adelaide Medical School | 4.32 | Ldry | 7 | Residential Accommodation Space Group | 700 | Residential - Specific type not defined |  | Unknown | 0.00 | NO
Wallaroo_WA01-Wallaroo Residence, 17 Boarse Crescent._Ground Floor_G14 _ Vanity | WA-WA01-GN-G14 | WA01-GN-G14-Vanity | Wallaroo | WA | WA01 | Wallaroo Residence, 17 Boarse Crescent. | GN | Ground Floor | G14 | 384 | Medicine | 384 | Adelaide Medical School | 2.62 | Vanity | 7 | Residential Accommodation Space Group | 700 | Residential - Specific type not defined |  | Unknown | 0.00 | NO
Wallaroo_WA01-Wallaroo Residence, 17 Boarse Crescent._Ground Floor_G15 _ Bathroom | WA-WA01-GN-G15 | WA01-GN-G15-Bathroom | Wallaroo | WA | WA01 | Wallaroo Residence, 17 Boarse Crescent. | GN | Ground Floor | G15 | 384 | Medicine | 384 | Adelaide Medical School | 3.78 | Bathroom | 7 | Residential Accommodation Space Group | 700 | Residential - Specific type not defined |  | Unknown | 0.00 | NO
Wallaroo_WA01-Wallaroo Residence, 17 Boarse Crescent._Ground Floor_G16 _ WC | WA-WA01-GN-G16 | WA01-GN-G16-WC | Wallaroo | WA | WA01 | Wallaroo Residence, 17 Boarse Crescent. | GN | Ground Floor | G16 | 384 | Medicine | 384 | Adelaide Medical School | 1.09 | WC | 7 | Residential Accommodation Space Group | 700 | Residential - Specific type not defined |  | Unknown | 0.00 | NO
Wallaroo_WA01-Wallaroo Residence, 17 Boarse Crescent._Ground Floor_G17 _ Bedroom 2 | WA-WA01-GN-G17 | WA01-GN-G17-Bedroom 2 | Wallaroo | WA | WA01 | Wallaroo Residence, 17 Boarse Crescent. | GN | Ground Floor | G17 | 384 | Medicine | 384 | Adelaide Medical School | 14.67 | Bedroom 2 | 7 | Residential Accommodation Space Group | 700 | Residential - Specific type not defined |  | Unknown | 0.00 | NO
Wallaroo_WA01-Wallaroo Residence, 17 Boarse Crescent._Ground Floor_G18 _ Bedroom 1 | WA-WA01-GN-G18 | WA01-GN-G18-Bedroom 1 | Wallaroo | WA | WA01 | Wallaroo Residence, 17 Boarse Crescent. | GN | Ground Floor | G18 | 384 | Medicine | 384 | Adelaide Medical School | 18.28 | Bedroom 1 | 7 | Residential Accommodation Space Group | 700 | Residential - Specific type not defined |  | Unknown | 0.00 | NO
Wallaroo_WA01-Wallaroo Residence, 17 Boarse Crescent._Ground Floor_G19 _ BIR | WA-WA01-GN-G19 | WA01-GN-G19-BIR | Wallaroo | WA | WA01 | Wallaroo Residence, 17 Boarse Crescent. | GN | Ground Floor | G19 | 384 | Medicine | 384 | Adelaide Medical School | 5.42 | BIR | 7 | Residential Accommodation Space Group | 700 | Residential - Specific type not defined |  | Unknown | 0.00 | NO
Wallaroo_WA01-Wallaroo Residence, 17 Boarse Crescent._Ground Floor_G20 _ Ensuite | WA-WA01-GN-G20 | WA01-GN-G20-Ensuite | Wallaroo | WA | WA01 | Wallaroo Residence, 17 Boarse Crescent. | GN | Ground Floor | G20 | 384 | Medicine | 384 | Adelaide Medical School | 5.23 | Ensuite | 7 | Residential Accommodation Space Group | 700 | Residential - Specific type not defined |  | Unknown | 0.00 | NO
Wallaroo_WA01-Wallaroo Residence, 17 Boarse Crescent._Ground Floor_G21 _ Garage - Double | WA-WA01-GN-G21 | WA01-GN-G21-Garage - Double | Wallaroo | WA | WA01 | Wallaroo Residence, 17 Boarse Crescent. | GN | Ground Floor | G21 | 384 | Medicine | 384 | Adelaide Medical School | 32.54 | Garage - Double | 7 | Residential Accommodation Space Group | 700 | Residential - Specific type not defined |  | Unknown | 0.00 | NO
West Beach_WB01-Change rooms & Caretakers Residence_Ground Floor_G1 _ Store | WB-WB01-GN-G1 | WB01-GN-G1-Store | West Beach | WB | WB01 | Change rooms & Caretakers Residence | GN | Ground Floor | G1 | 99995 | Uni of Adelaide Sports Association | 859 | Infrastructure | 9.8 | Store | 4 | Ancillary Area Space Group | 419 | Ancillary Area - Store Room - Generic |  | Unknown | 0.00 | NO
West Beach_WB01-Change rooms & Caretakers Residence_Ground Floor_G10 _ Hockey Club Room | WB-WB01-GN-G10 | WB01-GN-G10-Hockey Club Room | West Beach | WB | WB01 | Change rooms & Caretakers Residence | GN | Ground Floor | G10 | 99995 | Uni of Adelaide Sports Association | 859 | Infrastructure | 83.28 | Hockey Club Room | 6 | General Facility Space Group | 610 | General Facility - Indoor Sporting Facilities including Swimming Pool |  | Unknown | 0.00 | NO
West Beach_WB01-Change rooms & Caretakers Residence_Ground Floor_G11 _ Corr. | WB-WB01-GN-G11 | WB01-GN-G11-Corr. | West Beach | WB | WB01 | Change rooms & Caretakers Residence | GN | Ground Floor | G11 | 99995 | Uni of Adelaide Sports Association | 859 | Infrastructure | 22.29 | Corr. | 8 | Non Useable Floor Area Space Group | 805 | Non-usable - Circulation space |  | Unknown | 0.00 | NO
West Beach_WB01-Change rooms & Caretakers Residence_Ground Floor_G12 _ Hockey Club Room | WB-WB01-GN-G12 | WB01-GN-G12-Hockey Club Room | West Beach | WB | WB01 | Change rooms & Caretakers Residence | GN | Ground Floor | G12 | 99995 | Uni of Adelaide Sports Association | 859 | Infrastructure | 76.33 | Hockey Club Room | 6 | General Facility Space Group | 610 | General Facility - Indoor Sporting Facilities including Swimming Pool |  | Unknown | 0.00 | NO
West Beach_WB01-Change rooms & Caretakers Residence_Ground Floor_G13 _ Canteen | WB-WB01-GN-G13 | WB01-GN-G13-Canteen | West Beach | WB | WB01 | Change rooms & Caretakers Residence | GN | Ground Floor | G13 | 99995 | Uni of Adelaide Sports Association | 859 | Infrastructure | 14.2 | Canteen | 6 | General Facility Space Group | 608 | General Facility - Kitchen/Servery/Food Storage |  | Unknown | 0.00 | NO
West Beach_WB01-Change rooms & Caretakers Residence_Ground Floor_G14 _ Store | WB-WB01-GN-G14 | WB01-GN-G14-Store | West Beach | WB | WB01 | Change rooms & Caretakers Residence | GN | Ground Floor | G14 | 99995 | Uni of Adelaide Sports Association | 859 | Infrastructure | 9.8 | Store | 4 | Ancillary Area Space Group | 419 | Ancillary Area - Store Room - Generic |  | Unknown | 0.00 | NO
West Beach_WB01-Change rooms & Caretakers Residence_Ground Floor_G2 _ Changeroom | WB-WB01-GN-G2 | WB01-GN-G2-Changeroom | West Beach | WB | WB01 | Change rooms & Caretakers Residence | GN | Ground Floor | G2 | 99995 | Uni of Adelaide Sports Association | 859 | Infrastructure | 21.44 | Changeroom | 8 | Non Useable Floor Area Space Group | 835 | Non-usable - Toilets/Amenities - Other |  | Unknown | 0.00 | NO
West Beach_WB01-Change rooms & Caretakers Residence_Ground Floor_G3 _ Shower | WB-WB01-GN-G3 | WB01-GN-G3-Shower | West Beach | WB | WB01 | Change rooms & Caretakers Residence | GN | Ground Floor | G3 | 99995 | Uni of Adelaide Sports Association | 859 | Infrastructure | 23.68 | Shower | 8 | Non Useable Floor Area Space Group | 835 | Non-usable - Toilets/Amenities - Other |  | Unknown | 0.00 | NO
West Beach_WB01-Change rooms & Caretakers Residence_Ground Floor_G4 _ Store | WB-WB01-GN-G4 | WB01-GN-G4-Store | West Beach | WB | WB01 | Change rooms & Caretakers Residence | GN | Ground Floor | G4 | 99995 | Uni of Adelaide Sports Association | 859 | Infrastructure | 9.9 | Store | 4 | Ancillary Area Space Group | 419 | Ancillary Area - Store Room - Generic |  | Unknown | 0.00 | NO
West Beach_WB01-Change rooms & Caretakers Residence_Ground Floor_G5 _ Workshop | WB-WB01-GN-G5 | WB01-GN-G5-Workshop | West Beach | WB | WB01 | Change rooms & Caretakers Residence | GN | Ground Floor | G5 | 99995 | Uni of Adelaide Sports Association | 859 | Infrastructure | 38.69 | Workshop | 4 | Ancillary Area Space Group | 403 | Ancillary Area - Workshop |  | Unknown | 0.00 | NO
West Beach_WB01-Change rooms & Caretakers Residence_Ground Floor_G6 _ WC | WB-WB01-GN-G6 | WB01-GN-G6-WC | West Beach | WB | WB01 | Change rooms & Caretakers Residence | GN | Ground Floor | G6 | 99995 | Uni of Adelaide Sports Association | 859 | Infrastructure | 6.3 | WC | 8 | Non Useable Floor Area Space Group | 835 | Non-usable - Toilets/Amenities - Other |  | Unknown | 0.00 | NO
West Beach_WB01-Change rooms & Caretakers Residence_Ground Floor_G7 _ WC | WB-WB01-GN-G7 | WB01-GN-G7-WC | West Beach | WB | WB01 | Change rooms & Caretakers Residence | GN | Ground Floor | G7 | 99995 | Uni of Adelaide Sports Association | 859 | Infrastructure | 3.42 | WC | 8 | Non Useable Floor Area Space Group | 835 | Non-usable - Toilets/Amenities - Other |  | Unknown | 0.00 | NO
West Beach_WB01-Change rooms & Caretakers Residence_Ground Floor_G8 _ Shower | WB-WB01-GN-G8 | WB01-GN-G8-Shower | West Beach | WB | WB01 | Change rooms & Caretakers Residence | GN | Ground Floor | G8 | 99995 | Uni of Adelaide Sports Association | 859 | Infrastructure | 23.68 | Shower | 8 | Non Useable Floor Area Space Group | 835 | Non-usable - Toilets/Amenities - Other |  | Unknown | 0.00 | NO
West Beach_WB01-Change rooms & Caretakers Residence_Ground Floor_G9 _ Changeroom | WB-WB01-GN-G9 | WB01-GN-G9-Changeroom | West Beach | WB | WB01 | Change rooms & Caretakers Residence | GN | Ground Floor | G9 | 99995 | Uni of Adelaide Sports Association | 859 | Infrastructure | 21.44 | Changeroom | 8 | Non Useable Floor Area Space Group | 835 | Non-usable - Toilets/Amenities - Other |  | Unknown | 0.00 | NO
West Beach_WB02-Gliding Club & Workshop_Ground Floor_G1 _ Gliding Club & Workshop | WB-WB02-GN-G1 | WB02-GN-G1-Gliding Club & Workshop | West Beach | WB | WB02 | Gliding Club & Workshop | GN | Ground Floor | G1 | 99995 | Uni of Adelaide Sports Association | 859 | Infrastructure | 163.81 | Gliding Club & Workshop | 4 | Ancillary Area Space Group | 403 | Ancillary Area - Workshop |  | Unknown | 0.00 | NO
West Beach_WB04-Scuba & Mountain Club Shed_Ground Floor_G1 _ Scuba Diving Club Room | WB-WB04-GN-G1 | WB04-GN-G1-Scuba Diving Club Room | West Beach | WB | WB04 | Scuba & Mountain Club Shed | GN | Ground Floor | G1 | 99995 | Uni of Adelaide Sports Association | 859 | Infrastructure | 67.35 | Scuba Diving Club Room | 6 | General Facility Space Group | 610 | General Facility - Indoor Sporting Facilities including Swimming Pool |  | Unknown | 0.00 | NO
West Beach_WB04-Scuba & Mountain Club Shed_Ground Floor_G1A _ Kitchen | WB-WB04-GN-G1A | WB04-GN-G1A-Kitchen | West Beach | WB | WB04 | Scuba & Mountain Club Shed | GN | Ground Floor | G1A | 99995 | Uni of Adelaide Sports Association | 859 | Infrastructure | 21.83 | Kitchen | 6 | General Facility Space Group | 608 | General Facility - Kitchen/Servery/Food Storage |  | Unknown | 0.00 | NO
West Beach_WB04-Scuba & Mountain Club Shed_Ground Floor_G1B _ Store | WB-WB04-GN-G1B | WB04-GN-G1B-Store | West Beach | WB | WB04 | Scuba & Mountain Club Shed | GN | Ground Floor | G1B | 99995 | Uni of Adelaide Sports Association | 859 | Infrastructure | 10.92 | Store | 4 | Ancillary Area Space Group | 419 | Ancillary Area - Store Room - Generic |  | Unknown | 0.00 | NO
West Beach_WB04-Scuba & Mountain Club Shed_Ground Floor_G2 _ Mountain Club Room | WB-WB04-GN-G2 | WB04-GN-G2-Mountain Club Room | West Beach | WB | WB04 | Scuba & Mountain Club Shed | GN | Ground Floor | G2 | 99995 | Uni of Adelaide Sports Association | 859 | Infrastructure | 66.9 | Mountain Club Room | 6 | General Facility Space Group | 610 | General Facility - Indoor Sporting Facilities including Swimming Pool |  | Unknown | 0.00 | NO
West Beach_WB05-Sailing Club Shed_Ground Floor_G1 _ Sailing Club Shed | WB-WB05-GN-G1 | WB05-GN-G1-Sailing Club Shed | West Beach | WB | WB05 | Sailing Club Shed | GN | Ground Floor | G1 | 99995 | Uni of Adelaide Sports Association | 859 | Infrastructure | 52.78 | Sailing Club Shed | 6 | General Facility Space Group | 610 | General Facility - Indoor Sporting Facilities including Swimming Pool |  | Unknown | 0.00 | NO
West Beach_WB06-Shed - Scuba Club_Ground Floor_G01 _ Shed | WB-WB06-GN-G01 | WB06-GN-G01-Shed | West Beach | WB | WB06 | Shed - Scuba Club | GN | Ground Floor | G01 | 99995 | Uni of Adelaide Sports Association | 859 | Infrastructure | 68.44 | Shed | 4 | Ancillary Area Space Group | 419 | Ancillary Area - Store Room - Generic |  | Unknown | 0.00 | NO
West Beach_WB07-Shed - Facilites_Ground Floor_G01 _ Shed | WB-WB07-GN-G01 | WB07-GN-G01-Shed | West Beach | WB | WB07 | Shed - Facilites | GN | Ground Floor | G01 | 99995 | Uni of Adelaide Sports Association | 859 | Infrastructure | 16.24 | Shed | 4 | Ancillary Area Space Group | 419 | Ancillary Area - Store Room - Generic |  | Unknown | 0.00 | NO
West Beach_WB08-West Beach Clubrooms_Roof_R01 _ Roof Access Walkway | WB-WB08-01-R01 | WB08-01-R01-Roof Access Walkway | West Beach | WB | WB08 | West Beach Clubrooms | 01 | Roof | R01 | 99939 | Unusable Spaces | 99939 | Unusable Spaces | 29.62 | Roof Access Walkway | 8 | Non Useable Floor Area Space Group | 800 | Non-usable - Specific type not defined |  | Excellent | 0.00 | NO
West Beach_WB08-West Beach Clubrooms_Ground Floor_G.00A _ Verandah (UCA) | WB-WB08-GN-G.00A | WB08-GN-G.00A-Verandah (UCA) | West Beach | WB | WB08 | West Beach Clubrooms | GN | Ground Floor | G.00A | 99939 | Unusable Spaces | 99939 | Unusable Spaces | 243.76 | Verandah (UCA) | 8 | Non Useable Floor Area Space Group | 839 | Non-usable - Verandah/Balcony |  | Excellent | 0.00 | NO
West Beach_WB08-West Beach Clubrooms_Ground Floor_G.00B _ Verandah (UCA) | WB-WB08-GN-G.00B | WB08-GN-G.00B-Verandah (UCA) | West Beach | WB | WB08 | West Beach Clubrooms | GN | Ground Floor | G.00B | 99939 | Unusable Spaces | 99939 | Unusable Spaces | 164.65 | Verandah (UCA) | 8 | Non Useable Floor Area Space Group | 839 | Non-usable - Verandah/Balcony |  | Excellent | 0.00 | NO
West Beach_WB08-West Beach Clubrooms_Ground Floor_G.01 _ Clubroom | WB-WB08-GN-G.01 | WB08-GN-G.01-Clubroom | West Beach | WB | WB08 | West Beach Clubrooms | GN | Ground Floor | G.01 | 99995 | Uni of Adelaide Sports Association | 859 | Infrastructure | 152.58 | Clubroom | 6 | General Facility Space Group | 609 | General Facility - Recreation Room/Lounge/Bar/Social space |  | Excellent | 0.00 | NO
West Beach_WB08-West Beach Clubrooms_Ground Floor_G.02 _ Kitchen | WB-WB08-GN-G.02 | WB08-GN-G.02-Kitchen | West Beach | WB | WB08 | West Beach Clubrooms | GN | Ground Floor | G.02 | 99995 | Uni of Adelaide Sports Association | 859 | Infrastructure | 29.1 | Kitchen | 6 | General Facility Space Group | 608 | General Facility - Kitchen/Servery/Food Storage |  | Excellent | 0.00 | NO
West Beach_WB08-West Beach Clubrooms_Ground Floor_G.03 _ Store - Kitchen | WB-WB08-GN-G.03 | WB08-GN-G.03-Store - Kitchen | West Beach | WB | WB08 | West Beach Clubrooms | GN | Ground Floor | G.03 | 99995 | Uni of Adelaide Sports Association | 859 | Infrastructure | 8.74 | Store - Kitchen | 6 | General Facility Space Group | 608 | General Facility - Kitchen/Servery/Food Storage |  | Excellent | 0.00 | NO
West Beach_WB08-West Beach Clubrooms_Ground Floor_G.04 _ Store | WB-WB08-GN-G.04 | WB08-GN-G.04-Store | West Beach | WB | WB08 | West Beach Clubrooms | GN | Ground Floor | G.04 | 99995 | Uni of Adelaide Sports Association | 859 | Infrastructure | 24.54 | Store | 6 | General Facility Space Group | 608 | General Facility - Kitchen/Servery/Food Storage |  | Excellent | 0.00 | NO
West Beach_WB08-West Beach Clubrooms_Ground Floor_G.05 _ Office | WB-WB08-GN-G.05 | WB08-GN-G.05-Office | West Beach | WB | WB08 | West Beach Clubrooms | GN | Ground Floor | G.05 | 99995 | Uni of Adelaide Sports Association | 859 | Infrastructure | 20.42 | Office | 1 | Office Space Group | 108 | Office - Professional/General Staff |  | Excellent | 0.00 | NO
West Beach_WB08-West Beach Clubrooms_Ground Floor_G.06 _ Meeting | WB-WB08-GN-G.06 | WB08-GN-G.06-Meeting | West Beach | WB | WB08 | West Beach Clubrooms | GN | Ground Floor | G.06 | 99995 | Uni of Adelaide Sports Association | 859 | Infrastructure | 20.42 | Meeting | 6 | General Facility Space Group | 601 | General Facility - Committee/Conference/Meeting room |  | Excellent | 0.00 | NO
West Beach_WB08-West Beach Clubrooms_Ground Floor_G.07 _ Corr. | WB-WB08-GN-G.07 | WB08-GN-G.07-Corr. | West Beach | WB | WB08 | West Beach Clubrooms | GN | Ground Floor | G.07 | 99939 | Unusable Spaces | 99939 | Unusable Spaces | 17.57 | Corr. | 8 | Non Useable Floor Area Space Group | 805 | Non-usable - Circulation space |  | Excellent | 0.00 | NO
West Beach_WB08-West Beach Clubrooms_Ground Floor_G.08 _ Corr. | WB-WB08-GN-G.08 | WB08-GN-G.08-Corr. | West Beach | WB | WB08 | West Beach Clubrooms | GN | Ground Floor | G.08 | 99939 | Unusable Spaces | 99939 | Unusable Spaces | 22.6 | Corr. | 8 | Non Useable Floor Area Space Group | 805 | Non-usable - Circulation space |  | Excellent | 0.00 | NO
West Beach_WB08-West Beach Clubrooms_Ground Floor_G.08A _ Services - HWS | WB-WB08-GN-G.08A | WB08-GN-G.08A-Services - HWS | West Beach | WB | WB08 | West Beach Clubrooms | GN | Ground Floor | G.08A | 99939 | Unusable Spaces | 99939 | Unusable Spaces | 1.31 | Services - HWS | 8 | Non Useable Floor Area Space Group | 840 | Non-usable - Service riser |  | Excellent | 0.00 | NO
West Beach_WB08-West Beach Clubrooms_Ground Floor_G.08B _ Services - FHR | WB-WB08-GN-G.08B | WB08-GN-G.08B-Services - FHR | West Beach | WB | WB08 | West Beach Clubrooms | GN | Ground Floor | G.08B | 99939 | Unusable Spaces | 99939 | Unusable Spaces | 0.61 | Services - FHR | 8 | Non Useable Floor Area Space Group | 840 | Non-usable - Service riser |  | Excellent | 0.00 | NO
West Beach_WB08-West Beach Clubrooms_Ground Floor_G.09 _ WC - U - ACCESS (LH) | WB-WB08-GN-G.09 | WB08-GN-G.09-WC - U - ACCESS (LH) | West Beach | WB | WB08 | West Beach Clubrooms | GN | Ground Floor | G.09 | 99939 | Unusable Spaces | 99939 | Unusable Spaces | 9.96 | WC - U - ACCESS (LH) | 8 | Non Useable Floor Area Space Group | 818 | Non-usable - Toilets/Amenities - Unisex Accessible |  | Excellent | 0.00 | NO
West Beach_WB08-West Beach Clubrooms_Ground Floor_G.10 _ Cleaner | WB-WB08-GN-G.10 | WB08-GN-G.10-Cleaner | West Beach | WB | WB08 | West Beach Clubrooms | GN | Ground Floor | G.10 | 99939 | Unusable Spaces | 99939 | Unusable Spaces | 7.17 | Cleaner | 8 | Non Useable Floor Area Space Group | 806 | Non-usable - Cleaners room |  | Excellent | 0.00 | NO
West Beach_WB08-West Beach Clubrooms_Ground Floor_G.11 _ Plant / Store | WB-WB08-GN-G.11 | WB08-GN-G.11-Plant / Store | West Beach | WB | WB08 | West Beach Clubrooms | GN | Ground Floor | G.11 | 99939 | Unusable Spaces | 99939 | Unusable Spaces | 9.5 | Plant / Store | 8 | Non Useable Floor Area Space Group | 811 | Non-usable - Plant room other |  | Excellent | 0.00 | NO
West Beach_WB08-West Beach Clubrooms_Ground Floor_G.12 _ A/L - U | WB-WB08-GN-G.12 | WB08-GN-G.12-A/L - U | West Beach | WB | WB08 | West Beach Clubrooms | GN | Ground Floor | G.12 | 99939 | Unusable Spaces | 99939 | Unusable Spaces | 5.96 | A/L - U | 8 | Non Useable Floor Area Space Group | 805 | Non-usable - Circulation space |  | Excellent | 0.00 | NO
West Beach_WB08-West Beach Clubrooms_Ground Floor_G.13 _ WC - M | WB-WB08-GN-G.13 | WB08-GN-G.13-WC - M | West Beach | WB | WB08 | West Beach Clubrooms | GN | Ground Floor | G.13 | 99939 | Unusable Spaces | 99939 | Unusable Spaces | 10.83 | WC - M | 8 | Non Useable Floor Area Space Group | 821 | Non-usable - Toilets/Amenities - Male |  | Excellent | 0.00 | NO
West Beach_WB08-West Beach Clubrooms_Ground Floor_G.14 _ WC - F | WB-WB08-GN-G.14 | WB08-GN-G.14-WC - F | West Beach | WB | WB08 | West Beach Clubrooms | GN | Ground Floor | G.14 | 99939 | Unusable Spaces | 99939 | Unusable Spaces | 11.31 | WC - F | 8 | Non Useable Floor Area Space Group | 820 | Non-usable - Toilets/Amenities - Female |  | Excellent | 0.00 | NO
West Beach_WB08-West Beach Clubrooms_Ground Floor_G.15 _ First Aid Room | WB-WB08-GN-G.15 | WB08-GN-G.15-First Aid Room | West Beach | WB | WB08 | West Beach Clubrooms | GN | Ground Floor | G.15 | 99995 | Uni of Adelaide Sports Association | 859 | Infrastructure | 11.37 | First Aid Room | 6 | General Facility Space Group | 600 | General Facility - Specific type not defined |  | Excellent | 0.00 | NO
West Beach_WB08-West Beach Clubrooms_Ground Floor_G.16 _ Changeroom - Umpire | WB-WB08-GN-G.16 | WB08-GN-G.16-Changeroom - Umpire | West Beach | WB | WB08 | West Beach Clubrooms | GN | Ground Floor | G.16 | 99995 | Uni of Adelaide Sports Association | 859 | Infrastructure | 17.91 | Changeroom - Umpire | 8 | Non Useable Floor Area Space Group | 819 | Non-usable - End of journey shower/change facility |  | Excellent | 0.00 | NO
West Beach_WB08-West Beach Clubrooms_Ground Floor_G.17 _ Changeroom - 1- "Home" | WB-WB08-GN-G.17 | WB08-GN-G.17-Changeroom - 1- "Home" | West Beach | WB | WB08 | West Beach Clubrooms | GN | Ground Floor | G.17 | 99995 | Uni of Adelaide Sports Association | 859 | Infrastructure | 23.02 | Changeroom - 1- "Home" | 8 | Non Useable Floor Area Space Group | 819 | Non-usable - End of journey shower/change facility |  | Excellent | 0.00 | NO
West Beach_WB08-West Beach Clubrooms_Ground Floor_G.17A _ Amenities - 1 | WB-WB08-GN-G.17A | WB08-GN-G.17A-Amenities - 1 | West Beach | WB | WB08 | West Beach Clubrooms | GN | Ground Floor | G.17A | 99995 | Uni of Adelaide Sports Association | 859 | Infrastructure | 22.82 | Amenities - 1 | 8 | Non Useable Floor Area Space Group | 819 | Non-usable - End of journey shower/change facility |  | Unknown | 0.00 | NO
West Beach_WB08-West Beach Clubrooms_Ground Floor_G.18 _ Changeroom - 2 - "Away" | WB-WB08-GN-G.18 | WB08-GN-G.18-Changeroom - 2 - "Away" | West Beach | WB | WB08 | West Beach Clubrooms | GN | Ground Floor | G.18 | 99995 | Uni of Adelaide Sports Association | 859 | Infrastructure | 23.02 | Changeroom - 2 - "Away" | 8 | Non Useable Floor Area Space Group | 835 | Non-usable - Toilets/Amenities - Other |  | Excellent | 0.00 | NO
West Beach_WB08-West Beach Clubrooms_Ground Floor_G.18A _ Amenities - 2 | WB-WB08-GN-G.18A | WB08-GN-G.18A-Amenities - 2 | West Beach | WB | WB08 | West Beach Clubrooms | GN | Ground Floor | G.18A | 99995 | Uni of Adelaide Sports Association | 859 | Infrastructure | 22.82 | Amenities - 2 | 8 | Non Useable Floor Area Space Group | 819 | Non-usable - End of journey shower/change facility |  | Unknown | 0.00 | NO
West Beach_WB08-West Beach Clubrooms_Ground Floor_G.19 _ Changeroom - 3 - "Away" | WB-WB08-GN-G.19 | WB08-GN-G.19-Changeroom - 3 - "Away" | West Beach | WB | WB08 | West Beach Clubrooms | GN | Ground Floor | G.19 | 99995 | Uni of Adelaide Sports Association | 859 | Infrastructure | 23.02 | Changeroom - 3 - "Away" | 8 | Non Useable Floor Area Space Group | 835 | Non-usable - Toilets/Amenities - Other |  | Excellent | 0.00 | NO
West Beach_WB08-West Beach Clubrooms_Ground Floor_G.19A _ Amenities - 3 | WB-WB08-GN-G.19A | WB08-GN-G.19A-Amenities - 3 | West Beach | WB | WB08 | West Beach Clubrooms | GN | Ground Floor | G.19A | 99995 | Uni of Adelaide Sports Association | 859 | Infrastructure | 22.82 | Amenities - 3 | 8 | Non Useable Floor Area Space Group | 819 | Non-usable - End of journey shower/change facility |  | Unknown | 0.00 | NO
West Beach_WB08-West Beach Clubrooms_Ground Floor_G.20 _ Changeroom - 4 - "Home" | WB-WB08-GN-G.20 | WB08-GN-G.20-Changeroom - 4 - "Home" | West Beach | WB | WB08 | West Beach Clubrooms | GN | Ground Floor | G.20 | 99995 | Uni of Adelaide Sports Association | 859 | Infrastructure | 23.02 | Changeroom - 4 - "Home" | 8 | Non Useable Floor Area Space Group | 835 | Non-usable - Toilets/Amenities - Other |  | Excellent | 0.00 | NO
West Beach_WB08-West Beach Clubrooms_Ground Floor_G.20A _ Amenities - 4 | WB-WB08-GN-G.20A | WB08-GN-G.20A-Amenities - 4 | West Beach | WB | WB08 | West Beach Clubrooms | GN | Ground Floor | G.20A | 99995 | Uni of Adelaide Sports Association | 859 | Infrastructure | 22.82 | Amenities - 4 | 8 | Non Useable Floor Area Space Group | 819 | Non-usable - End of journey shower/change facility |  | Unknown | 0.00 | NO
West Beach_WB08-West Beach Clubrooms_Ground Floor_G.21 _ Gym / Fitness | WB-WB08-GN-G.21 | WB08-GN-G.21-Gym / Fitness | West Beach | WB | WB08 | West Beach Clubrooms | GN | Ground Floor | G.21 | 99995 | Uni of Adelaide Sports Association | 859 | Infrastructure | 29.73 | Gym / Fitness | 6 | General Facility Space Group | 610 | General Facility - Indoor Sporting Facilities including Swimming Pool |  | Excellent | 0.00 | NO
West Beach_WB09-Shed - Pump Facility_Ground Floor_G01 _ Shed | WB-WB09-GN-G01 | WB09-GN-G01-Shed | West Beach | WB | WB09 | Shed - Pump Facility | GN | Ground Floor | G01 | 859 | Infrastructure Office | 859 | Infrastructure | 7.84 | Shed | 4 | Ancillary Area Space Group | 419 | Ancillary Area - Store Room - Generic |  | Unknown | 0.00 | NO
Women's & Children's Hospital_WC01-Clarence Reiger Building_First Floor_CR1.40 _ Office | WC-WC01-01-CR1.40 | WC01-01-CR1.40-Office | Women's & Children's Hospital | WC | WC01 | Clarence Reiger Building | 01 | First Floor | CR1.40 | 994 | Women's & Children's Health Research Institute Inc. | 991 | Controlled Entity & IBEA Depts | 12.28 | Office | 1 | Office Space Group | 100 | Office - Specific type not defined |  | Adequate | 1,161.38 | NO
Women's & Children's Hospital_WC01-Clarence Reiger Building_First Floor_CR1.52 _ Office | WC-WC01-01-CR1.52 | WC01-01-CR1.52-Office | Women's & Children's Hospital | WC | WC01 | Clarence Reiger Building | 01 | First Floor | CR1.52 | 994 | Women's & Children's Health Research Institute Inc. | 991 | Controlled Entity & IBEA Depts | 11.07 | Office | 1 | Office Space Group | 100 | Office - Specific type not defined |  | Adequate | 1,046.94 | NO
Women's & Children's Hospital_WC01-Clarence Reiger Building_First Floor_CR1.53 _ Office | WC-WC01-01-CR1.53 | WC01-01-CR1.53-Office | Women's & Children's Hospital | WC | WC01 | Clarence Reiger Building | 01 | First Floor | CR1.53 | 994 | Women's & Children's Health Research Institute Inc. | 991 | Controlled Entity & IBEA Depts | 10.73 | Office | 1 | Office Space Group | 100 | Office - Specific type not defined |  | Adequate | 1,014.79 | NO
Women's & Children's Hospital_WC01-Clarence Reiger Building_First Floor_CR1.55 _ Office | WC-WC01-01-CR1.55 | WC01-01-CR1.55-Office | Women's & Children's Hospital | WC | WC01 | Clarence Reiger Building | 01 | First Floor | CR1.55 | 994 | Women's & Children's Health Research Institute Inc. | 991 | Controlled Entity & IBEA Depts | 10.07 | Office | 1 | Office Space Group | 100 | Office - Specific type not defined |  | Adequate | 952.37 | NO
Women's & Children's Hospital_WC01-Clarence Reiger Building_First Floor_CR1.71 _ Office | WC-WC01-01-CR1.71 | WC01-01-CR1.71-Office | Women's & Children's Hospital | WC | WC01 | Clarence Reiger Building | 01 | First Floor | CR1.71 | 994 | Women's & Children's Health Research Institute Inc. | 991 | Controlled Entity & IBEA Depts | 16.16 | Office | 1 | Office Space Group | 100 | Office - Specific type not defined |  | Adequate | 1,528.33 | NO
Women's & Children's Hospital_WC01-Clarence Reiger Building_First Floor_CR1.72 _ Office | WC-WC01-01-CR1.72 | WC01-01-CR1.72-Office | Women's & Children's Hospital | WC | WC01 | Clarence Reiger Building | 01 | First Floor | CR1.72 | 994 | Women's & Children's Health Research Institute Inc. | 991 | Controlled Entity & IBEA Depts | 16.26 | Office | 1 | Office Space Group | 100 | Office - Specific type not defined |  | Adequate | 1,537.78 | NO
Women's & Children's Hospital_WC01-Clarence Reiger Building_Second Floor_CR2.08 _ Office | WC-WC01-02-CR2.08 | WC01-02-CR2.08-Office | Women's & Children's Hospital | WC | WC01 | Clarence Reiger Building | 02 | Second Floor | CR2.08 | 384 | Medicine | 384 | Adelaide Medical School | 11.52 | Office | 1 | Office Space Group | 101 | Office - Academic Staff |  | Adequate | 1,089.50 | NO
Women's & Children's Hospital_WC01-Clarence Reiger Building_Second Floor_CR2.09 _ Office | WC-WC01-02-CR2.09 | WC01-02-CR2.09-Office | Women's & Children's Hospital | WC | WC01 | Clarence Reiger Building | 02 | Second Floor | CR2.09 | 99967 | University Vacated | 99939 | Unusable Spaces | 11.52 | Office | 1 | Office Space Group | 101 | Office - Academic Staff |  | Adequate | 1,089.50 | NO
Women's & Children's Hospital_WC01-Clarence Reiger Building_Second Floor_CR2.10 _ Office | WC-WC01-02-CR2.10 | WC01-02-CR2.10-Office | Women's & Children's Hospital | WC | WC01 | Clarence Reiger Building | 02 | Second Floor | CR2.10 | 384 | Medicine | 384 | Adelaide Medical School | 11.52 | Office | 1 | Office Space Group | 101 | Office - Academic Staff |  | Adequate | 1,089.50 | NO
Women's & Children's Hospital_WC01-Clarence Reiger Building_Second Floor_CR2.11 _ Office | WC-WC01-02-CR2.11 | WC01-02-CR2.11-Office | Women's & Children's Hospital | WC | WC01 | Clarence Reiger Building | 02 | Second Floor | CR2.11 | 384 | Medicine | 384 | Adelaide Medical School | 11.52 | Office | 1 | Office Space Group | 101 | Office - Academic Staff |  | Adequate | 1,089.50 | NO
Women's & Children's Hospital_WC01-Clarence Reiger Building_Second Floor_CR2.12 _ Office | WC-WC01-02-CR2.12 | WC01-02-CR2.12-Office | Women's & Children's Hospital | WC | WC01 | Clarence Reiger Building | 02 | Second Floor | CR2.12 | 384 | Medicine | 384 | Adelaide Medical School | 11.52 | Office | 1 | Office Space Group | 101 | Office - Academic Staff |  | Adequate | 1,089.50 | NO
Women's & Children's Hospital_WC01-Clarence Reiger Building_Second Floor_CR2.13 _ Office | WC-WC01-02-CR2.13 | WC01-02-CR2.13-Office | Women's & Children's Hospital | WC | WC01 | Clarence Reiger Building | 02 | Second Floor | CR2.13 | 384 | Medicine | 384 | Adelaide Medical School | 11.52 | Office | 1 | Office Space Group | 101 | Office - Academic Staff |  | Adequate | 1,089.50 | NO
Women's & Children's Hospital_WC01-Clarence Reiger Building_Second Floor_CR2.14 _ Office | WC-WC01-02-CR2.14 | WC01-02-CR2.14-Office | Women's & Children's Hospital | WC | WC01 | Clarence Reiger Building | 02 | Second Floor | CR2.14 | 384 | Medicine | 384 | Adelaide Medical School | 15.22 | Office | 1 | Office Space Group | 101 | Office - Academic Staff |  | Adequate | 1,439.43 | NO
Women's & Children's Hospital_WC01-Clarence Reiger Building_Second Floor_CR2.14A _ Clinical Room | WC-WC01-02-CR2.14A | WC01-02-CR2.14A-Clinical Room | Women's & Children's Hospital | WC | WC01 | Clarence Reiger Building | 02 | Second Floor | CR2.14A | 384 | Medicine | 384 | Adelaide Medical School | 7.97 | Clinical Room | 3 | Specialist Teaching or Research Space Group | 314 | Clinical Areas Teaching Space - Undergraduate/Postgraduate |  | Adequate | 1,002.50 | NO
Women's & Children's Hospital_WC01-Clarence Reiger Building_Second Floor_CR2.20 _ Reception / Office | WC-WC01-02-CR2.20 | WC01-02-CR2.20-Reception / Office | Women's & Children's Hospital | WC | WC01 | Clarence Reiger Building | 02 | Second Floor | CR2.20 | 384 | Medicine | 384 | Adelaide Medical School | 24.91 | Reception / Office | 6 | General Facility Space Group | 623 | General Facility - Waiting Area/Foyer/Reception Area |  | Adequate | 2,638.56 | NO
Women's & Children's Hospital_WC01-Clarence Reiger Building_Second Floor_CR2.20A _ Office | WC-WC01-02-CR2.20A | WC01-02-CR2.20A-Office | Women's & Children's Hospital | WC | WC01 | Clarence Reiger Building | 02 | Second Floor | CR2.20A | 384 | Medicine | 384 | Adelaide Medical School | 10.36 | Office | 1 | Office Space Group | 101 | Office - Academic Staff |  | Adequate | 979.79 | NO
Women's & Children's Hospital_WC01-Clarence Reiger Building_Second Floor_CR2.21 _ Res. Nursery Room | WC-WC01-02-CR2.21 | WC01-02-CR2.21-Res. Nursery Room | Women's & Children's Hospital | WC | WC01 | Clarence Reiger Building | 02 | Second Floor | CR2.21 | 384 | Medicine | 384 | Adelaide Medical School | 15.88 | Res. Nursery Room | 1 | Office Space Group | 101 | Office - Academic Staff |  | Adequate | 1,501.85 | NO
Women's & Children's Hospital_WC01-Clarence Reiger Building_Second Floor_CR2.22 _ Photocopy | WC-WC01-02-CR2.22 | WC01-02-CR2.22-Photocopy | Women's & Children's Hospital | WC | WC01 | Clarence Reiger Building | 02 | Second Floor | CR2.22 | 384 | Medicine | 384 | Adelaide Medical School | 12.17 | Photocopy | 6 | General Facility Space Group | 603 | General Facility - Resource room |  | Adequate | 1,289.09 | NO
Women's & Children's Hospital_WC01-Clarence Reiger Building_Second Floor_CR2.23 _ Library / Meeting Room | WC-WC01-02-CR2.23 | WC01-02-CR2.23-Library / Meeting Room | Women's & Children's Hospital | WC | WC01 | Clarence Reiger Building | 02 | Second Floor | CR2.23 | 384 | Medicine | 384 | Adelaide Medical School | 21.31 | Library / Meeting Room | 6 | General Facility Space Group | 601 | General Facility - Committee/Conference/Meeting room |  | Adequate | 2,257.23 | NO
Women's & Children's Hospital_WC01-Clarence Reiger Building_Second Floor_CR2.24 _ Office | WC-WC01-02-CR2.24 | WC01-02-CR2.24-Office | Women's & Children's Hospital | WC | WC01 | Clarence Reiger Building | 02 | Second Floor | CR2.24 | 384 | Medicine | 384 | Adelaide Medical School | 9.28 | Office | 1 | Office Space Group | 101 | Office - Academic Staff |  | Adequate | 877.65 | NO
Women's & Children's Hospital_WC01-Clarence Reiger Building_Second Floor_CR2.24A _ Office | WC-WC01-02-CR2.24A | WC01-02-CR2.24A-Office | Women's & Children's Hospital | WC | WC01 | Clarence Reiger Building | 02 | Second Floor | CR2.24A | 384 | Medicine | 384 | Adelaide Medical School | 9.25 | Office | 1 | Office Space Group | 101 | Office - Academic Staff |  | Adequate | 874.82 | NO
Women's & Children's Hospital_WC01-Clarence Reiger Building_Second Floor_CR2.42 _ Office | WC-WC01-02-CR2.42 | WC01-02-CR2.42-Office | Women's & Children's Hospital | WC | WC01 | Clarence Reiger Building | 02 | Second Floor | CR2.42 | 99967 | University Vacated | 99939 | Unusable Spaces | 10.93 | Office | 1 | Office Space Group | 101 | Office - Academic Staff |  | Adequate | 1,033.70 | NO
Women's & Children's Hospital_WC01-Clarence Reiger Building_Second Floor_CR2.43 _ Office | WC-WC01-02-CR2.43 | WC01-02-CR2.43-Office | Women's & Children's Hospital | WC | WC01 | Clarence Reiger Building | 02 | Second Floor | CR2.43 | 384 | Medicine | 384 | Adelaide Medical School | 12.21 | Office | 1 | Office Space Group | 101 | Office - Academic Staff |  | Adequate | 1,154.76 | NO
Women's & Children's Hospital_WC01-Clarence Reiger Building_Second Floor_CR2.44 _ Computing Room / Office | WC-WC01-02-CR2.44 | WC01-02-CR2.44-Computing Room / Office | Women's & Children's Hospital | WC | WC01 | Clarence Reiger Building | 02 | Second Floor | CR2.44 | 384 | Medicine | 384 | Adelaide Medical School | 24.48 | Computing Room / Office | 1 | Office Space Group | 101 | Office - Academic Staff |  | Adequate | 2,315.19 | NO
Women's & Children's Hospital_WC01-Clarence Reiger Building_Second Floor_CR2.45 _ Flow Cytometry Room | WC-WC01-02-CR2.45 | WC01-02-CR2.45-Flow Cytometry Room | Women's & Children's Hospital | WC | WC01 | Clarence Reiger Building | 02 | Second Floor | CR2.45 | 384 | Medicine | 384 | Adelaide Medical School | 15.97 | Flow Cytometry Room | 3 | Specialist Teaching or Research Space Group | 300 | Laboratory - Specialist teaching and research - type not defined |  | Adequate | 2,008.78 | NO
Women's & Children's Hospital_WC01-Clarence Reiger Building_Second Floor_CR2.50 _ Laboratory | WC-WC01-02-CR2.50 | WC01-02-CR2.50-Laboratory | Women's & Children's Hospital | WC | WC01 | Clarence Reiger Building | 02 | Second Floor | CR2.50 | 384 | Medicine | 384 | Adelaide Medical School | 20.09 | Laboratory | 3 | Specialist Teaching or Research Space Group | 300 | Laboratory - Specialist teaching and research - type not defined |  | Adequate | 2,527.01 | NO
Women's & Children's Hospital_WC01-Clarence Reiger Building_Second Floor_CR2.51 _ Laboratory | WC-WC01-02-CR2.51 | WC01-02-CR2.51-Laboratory | Women's & Children's Hospital | WC | WC01 | Clarence Reiger Building | 02 | Second Floor | CR2.51 | 384 | Medicine | 384 | Adelaide Medical School | 128.3 | Laboratory | 3 | Specialist Teaching or Research Space Group | 300 | Laboratory - Specialist teaching and research - type not defined |  | Adequate | 16,138.12 | NO
Women's & Children's Hospital_WC01-Clarence Reiger Building_Second Floor_CR2.52 _ Laboratory | WC-WC01-02-CR2.52 | WC01-02-CR2.52-Laboratory | Women's & Children's Hospital | WC | WC01 | Clarence Reiger Building | 02 | Second Floor | CR2.52 | 384 | Medicine | 384 | Adelaide Medical School | 13.16 | Laboratory | 3 | Specialist Teaching or Research Space Group | 300 | Laboratory - Specialist teaching and research - type not defined |  | Adequate | 1,655.32 | NO
Women's & Children's Hospital_WC01-Clarence Reiger Building_Second Floor_CR2.52A _ Study B | WC-WC01-02-CR2.52A | WC01-02-CR2.52A-Study B | Women's & Children's Hospital | WC | WC01 | Clarence Reiger Building | 02 | Second Floor | CR2.52A | 384 | Medicine | 384 | Adelaide Medical School | 21.74 | Study B | 1 | Office Space Group | 101 | Office - Academic Staff |  | Adequate | 2,056.05 | NO
Women's & Children's Hospital_WC01-Clarence Reiger Building_Second Floor_CR2.53 _ Store | WC-WC01-02-CR2.53 | WC01-02-CR2.53-Store | Women's & Children's Hospital | WC | WC01 | Clarence Reiger Building | 02 | Second Floor | CR2.53 | 384 | Medicine | 384 | Adelaide Medical School | 11.39 | Store | 4 | Ancillary Area Space Group | 419 | Ancillary Area - Store Room - Generic |  | Adequate | 947.94 | NO
Women's & Children's Hospital_WC01-Clarence Reiger Building_Second Floor_CR2.53A _ Dark Room | WC-WC01-02-CR2.53A | WC01-02-CR2.53A-Dark Room | Women's & Children's Hospital | WC | WC01 | Clarence Reiger Building | 02 | Second Floor | CR2.53A | 384 | Medicine | 384 | Adelaide Medical School | 3.7 | Dark Room | 4 | Ancillary Area Space Group | 411 | Ancillary Area - Darkroom |  | Adequate | 307.94 | NO
Women's & Children's Hospital_WC01-Clarence Reiger Building_Second Floor_CR2.54 _ Office - Research Office | WC-WC01-02-CR2.54 | WC01-02-CR2.54-Office - Research Office | Women's & Children's Hospital | WC | WC01 | Clarence Reiger Building | 02 | Second Floor | CR2.54 | 384 | Medicine | 384 | Adelaide Medical School | 36.22 | Office - Research Office | 1 | Office Space Group | 102 | Office - Research Staff |  | Adequate | 3,425.49 | NO
Women's & Children's Hospital_WC01-Clarence Reiger Building_Seventh Floor_CR7.01 _ Office | WC-WC01-07-CR7.01 | WC01-07-CR7.01-Office | Women's & Children's Hospital | WC | WC01 | Clarence Reiger Building | 07 | Seventh Floor | CR7.01 | 994 | Women's & Children's Health Research Institute Inc. | 991 | Controlled Entity & IBEA Depts | 9.8 | Office | 1 | Office Space Group | 100 | Office - Specific type not defined |  | Adequate | 926.83 | NO
Women's & Children's Hospital_WC01-Clarence Reiger Building_Seventh Floor_CR7.05 _ Office | WC-WC01-07-CR7.05 | WC01-07-CR7.05-Office | Women's & Children's Hospital | WC | WC01 | Clarence Reiger Building | 07 | Seventh Floor | CR7.05 | 994 | Women's & Children's Health Research Institute Inc. | 991 | Controlled Entity & IBEA Depts | 7.25 | Office | 1 | Office Space Group | 100 | Office - Specific type not defined |  | Adequate | 685.67 | NO
Women's & Children's Hospital_WC01-Clarence Reiger Building_Seventh Floor_CR7.06 _ Office | WC-WC01-07-CR7.06 | WC01-07-CR7.06-Office | Women's & Children's Hospital | WC | WC01 | Clarence Reiger Building | 07 | Seventh Floor | CR7.06 | 994 | Women's & Children's Health Research Institute Inc. | 991 | Controlled Entity & IBEA Depts | 9.18 | Office | 1 | Office Space Group | 100 | Office - Specific type not defined |  | Adequate | 868.20 | NO
Women's & Children's Hospital_WC01-Clarence Reiger Building_Seventh Floor_CR7.07 _ Office | WC-WC01-07-CR7.07 | WC01-07-CR7.07-Office | Women's & Children's Hospital | WC | WC01 | Clarence Reiger Building | 07 | Seventh Floor | CR7.07 | 994 | Women's & Children's Health Research Institute Inc. | 991 | Controlled Entity & IBEA Depts | 6.75 | Office | 1 | Office Space Group | 100 | Office - Specific type not defined |  | Adequate | 638.38 | NO
Women's & Children's Hospital_WC01-Clarence Reiger Building_Seventh Floor_CR7.08 _ Office | WC-WC01-07-CR7.08 | WC01-07-CR7.08-Office | Women's & Children's Hospital | WC | WC01 | Clarence Reiger Building | 07 | Seventh Floor | CR7.08 | 994 | Women's & Children's Health Research Institute Inc. | 991 | Controlled Entity & IBEA Depts | 7.56 | Office | 1 | Office Space Group | 100 | Office - Specific type not defined |  | Adequate | 714.98 | NO
Women's & Children's Hospital_WC01-Clarence Reiger Building_Seventh Floor_CR7.09 _ Laboratory | WC-WC01-07-CR7.09 | WC01-07-CR7.09-Laboratory | Women's & Children's Hospital | WC | WC01 | Clarence Reiger Building | 07 | Seventh Floor | CR7.09 | 994 | Women's & Children's Health Research Institute Inc. | 991 | Controlled Entity & IBEA Depts | 121.09 | Laboratory | 3 | Specialist Teaching or Research Space Group | 300 | Laboratory - Specialist teaching and research - type not defined |  | Adequate | 15,231.22 | NO
Women's & Children's Hospital_WC01-Clarence Reiger Building_Seventh Floor_CR7.09A _ Comms | WC-WC01-07-CR7.09A | WC01-07-CR7.09A-Comms | Women's & Children's Hospital | WC | WC01 | Clarence Reiger Building | 07 | Seventh Floor | CR7.09A | 99939 | Unusable Spaces | 99939 | Unusable Spaces | 6.41 | Comms | 8 | Non Useable Floor Area Space Group | 812 | Non-usable - Comms/network system/Telephone/PABX |  | Unknown | 0.00 | NO
Women's & Children's Hospital_WC01-Clarence Reiger Building_Seventh Floor_CR7.10 _ Office | WC-WC01-07-CR7.10 | WC01-07-CR7.10-Office | Women's & Children's Hospital | WC | WC01 | Clarence Reiger Building | 07 | Seventh Floor | CR7.10 | 994 | Women's & Children's Health Research Institute Inc. | 991 | Controlled Entity & IBEA Depts | 25.73 | Office | 1 | Office Space Group | 101 | Office - Academic Staff |  | Adequate | 2,433.41 | NO
Women's & Children's Hospital_WC01-Clarence Reiger Building_Seventh Floor_CR7.12 _ Store | WC-WC01-07-CR7.12 | WC01-07-CR7.12-Store | Women's & Children's Hospital | WC | WC01 | Clarence Reiger Building | 07 | Seventh Floor | CR7.12 | 994 | Women's & Children's Health Research Institute Inc. | 991 | Controlled Entity & IBEA Depts | 9.2 | Store | 4 | Ancillary Area Space Group | 419 | Ancillary Area - Store Room - Generic |  | Adequate | 765.68 | NO
Women's & Children's Hospital_WC01-Clarence Reiger Building_Seventh Floor_CR7.13 _ Office | WC-WC01-07-CR7.13 | WC01-07-CR7.13-Office | Women's & Children's Hospital | WC | WC01 | Clarence Reiger Building | 07 | Seventh Floor | CR7.13 | 994 | Women's & Children's Health Research Institute Inc. | 991 | Controlled Entity & IBEA Depts | 19.8 | Office | 1 | Office Space Group | 102 | Office - Research Staff |  | Adequate | 1,872.58 | NO
Women's & Children's Hospital_WC01-Clarence Reiger Building_Seventh Floor_CR7.14 _ Office | WC-WC01-07-CR7.14 | WC01-07-CR7.14-Office | Women's & Children's Hospital | WC | WC01 | Clarence Reiger Building | 07 | Seventh Floor | CR7.14 | 994 | Women's & Children's Health Research Institute Inc. | 991 | Controlled Entity & IBEA Depts | 13.95 | Office | 1 | Office Space Group | 101 | Office - Academic Staff |  | Adequate | 1,319.32 | NO
Women's & Children's Hospital_WC01-Clarence Reiger Building_Seventh Floor_CR7.15 _ Office | WC-WC01-07-CR7.15 | WC01-07-CR7.15-Office | Women's & Children's Hospital | WC | WC01 | Clarence Reiger Building | 07 | Seventh Floor | CR7.15 | 994 | Women's & Children's Health Research Institute Inc. | 991 | Controlled Entity & IBEA Depts | 3.44 | Office | 1 | Office Space Group | 100 | Office - Specific type not defined |  | Adequate | 325.34 | NO
Women's & Children's Hospital_WC01-Clarence Reiger Building_Seventh Floor_CR7.16 _ Office | WC-WC01-07-CR7.16 | WC01-07-CR7.16-Office | Women's & Children's Hospital | WC | WC01 | Clarence Reiger Building | 07 | Seventh Floor | CR7.16 | 994 | Women's & Children's Health Research Institute Inc. | 991 | Controlled Entity & IBEA Depts | 14.85 | Office | 1 | Office Space Group | 100 | Office - Specific type not defined |  | Adequate | 1,404.43 | NO
Women's & Children's Hospital_WC01-Clarence Reiger Building_Seventh Floor_CR7.20 _ Corr. | WC-WC01-07-CR7.20 | WC01-07-CR7.20-Corr. | Women's & Children's Hospital | WC | WC01 | Clarence Reiger Building | 07 | Seventh Floor | CR7.20 | 994 | Women's & Children's Health Research Institute Inc. | 991 | Controlled Entity & IBEA Depts | 30.57 | Corr. | 8 | Non Useable Floor Area Space Group | 805 | Non-usable - Circulation space |  | Adequate | 0.00 | NO
Women's & Children's Hospital_WC01-Clarence Reiger Building_Seventh Floor_CR7.20A _ Reception | WC-WC01-07-CR7.20A | WC01-07-CR7.20A-Reception | Women's & Children's Hospital | WC | WC01 | Clarence Reiger Building | 07 | Seventh Floor | CR7.20A | 994 | Women's & Children's Health Research Institute Inc. | 991 | Controlled Entity & IBEA Depts | 15.94 | Reception | 6 | General Facility Space Group | 623 | General Facility - Waiting Area/Foyer/Reception Area |  | Adequate | 1,688.42 | NO
Women's & Children's Hospital_WC01-Clarence Reiger Building_Seventh Floor_CR7.21 _ Corr. | WC-WC01-07-CR7.21 | WC01-07-CR7.21-Corr. | Women's & Children's Hospital | WC | WC01 | Clarence Reiger Building | 07 | Seventh Floor | CR7.21 | 994 | Women's & Children's Health Research Institute Inc. | 991 | Controlled Entity & IBEA Depts | 2.97 | Corr. | 8 | Non Useable Floor Area Space Group | 805 | Non-usable - Circulation space |  | Adequate | 0.00 | NO
Women's & Children's Hospital_WC01-Clarence Reiger Building_Seventh Floor_CR7.22 _ Cleaners | WC-WC01-07-CR7.22 | WC01-07-CR7.22-Cleaners | Women's & Children's Hospital | WC | WC01 | Clarence Reiger Building | 07 | Seventh Floor | CR7.22 | 994 | Women's & Children's Health Research Institute Inc. | 991 | Controlled Entity & IBEA Depts | 3.36 | Cleaners | 8 | Non Useable Floor Area Space Group | 806 | Non-usable - Cleaners room |  | Adequate | 0.00 | NO
Women's & Children's Hospital_WC01-Clarence Reiger Building_Seventh Floor_CR7.23 _ WC - F | WC-WC01-07-CR7.23 | WC01-07-CR7.23-WC - F | Women's & Children's Hospital | WC | WC01 | Clarence Reiger Building | 07 | Seventh Floor | CR7.23 | 994 | Women's & Children's Health Research Institute Inc. | 991 | Controlled Entity & IBEA Depts | 6.02 | WC - F | 8 | Non Useable Floor Area Space Group | 820 | Non-usable - Toilets/Amenities - Female |  | Adequate | 0.00 | NO
Women's & Children's Hospital_WC01-Clarence Reiger Building_Seventh Floor_CR7.23A _ A/L | WC-WC01-07-CR7.23A | WC01-07-CR7.23A-A/L | Women's & Children's Hospital | WC | WC01 | Clarence Reiger Building | 07 | Seventh Floor | CR7.23A | 994 | Women's & Children's Health Research Institute Inc. | 991 | Controlled Entity & IBEA Depts | 1.3 | A/L | 8 | Non Useable Floor Area Space Group | 805 | Non-usable - Circulation space |  | Adequate | 0.00 | NO
Women's & Children's Hospital_WC01-Clarence Reiger Building_Seventh Floor_CR7.24 _ WC - M | WC-WC01-07-CR7.24 | WC01-07-CR7.24-WC - M | Women's & Children's Hospital | WC | WC01 | Clarence Reiger Building | 07 | Seventh Floor | CR7.24 | 994 | Women's & Children's Health Research Institute Inc. | 991 | Controlled Entity & IBEA Depts | 7.2 | WC - M | 8 | Non Useable Floor Area Space Group | 821 | Non-usable - Toilets/Amenities - Male |  | Adequate | 0.00 | NO
Women's & Children's Hospital_WC01-Clarence Reiger Building_Seventh Floor_CR7.24A _ A/L | WC-WC01-07-CR7.24A | WC01-07-CR7.24A-A/L | Women's & Children's Hospital | WC | WC01 | Clarence Reiger Building | 07 | Seventh Floor | CR7.24A | 994 | Women's & Children's Health Research Institute Inc. | 991 | Controlled Entity & IBEA Depts | 1.43 | A/L | 8 | Non Useable Floor Area Space Group | 805 | Non-usable - Circulation space |  | Adequate | 0.00 | NO
Women's & Children's Hospital_WC01-Clarence Reiger Building_Seventh Floor_CR7.25 _ Seminar / Staff / Study Room | WC-WC01-07-CR7.25 | WC01-07-CR7.25-Seminar / Staff / Study Room | Women's & Children's Hospital | WC | WC01 | Clarence Reiger Building | 07 | Seventh Floor | CR7.25 | 994 | Women's & Children's Health Research Institute Inc. | 991 | Controlled Entity & IBEA Depts | 34.23 | Seminar / Staff / Study Room | 1 | Office Space Group | 108 | Office - Professional/General Staff |  | Adequate | 3,237.29 | NO
Women's & Children's Hospital_WC01-Clarence Reiger Building_Seventh Floor_CR7.25A _ Office | WC-WC01-07-CR7.25A | WC01-07-CR7.25A-Office | Women's & Children's Hospital | WC | WC01 | Clarence Reiger Building | 07 | Seventh Floor | CR7.25A | 994 | Women's & Children's Health Research Institute Inc. | 991 | Controlled Entity & IBEA Depts | 22.41 | Office | 1 | Office Space Group | 100 | Office - Specific type not defined |  | Adequate | 2,119.42 | NO
Women's & Children's Hospital_WC01-Clarence Reiger Building_Seventh Floor_CR7.26 _ Corr. | WC-WC01-07-CR7.26 | WC01-07-CR7.26-Corr. | Women's & Children's Hospital | WC | WC01 | Clarence Reiger Building | 07 | Seventh Floor | CR7.26 | 994 | Women's & Children's Health Research Institute Inc. | 991 | Controlled Entity & IBEA Depts | 27.86 | Corr. | 8 | Non Useable Floor Area Space Group | 805 | Non-usable - Circulation space |  | Adequate | 0.00 | NO
Women's & Children's Hospital_WC01-Clarence Reiger Building_Seventh Floor_CR7.26A _ Corr. | WC-WC01-07-CR7.26A | WC01-07-CR7.26A-Corr. | Women's & Children's Hospital | WC | WC01 | Clarence Reiger Building | 07 | Seventh Floor | CR7.26A | 994 | Women's & Children's Health Research Institute Inc. | 991 | Controlled Entity & IBEA Depts | 4.68 | Corr. | 8 | Non Useable Floor Area Space Group | 805 | Non-usable - Circulation space |  | Adequate | 0.00 | NO
Women's & Children's Hospital_WC01-Clarence Reiger Building_Seventh Floor_CR7.27 _ Laboratory | WC-WC01-07-CR7.27 | WC01-07-CR7.27-Laboratory | Women's & Children's Hospital | WC | WC01 | Clarence Reiger Building | 07 | Seventh Floor | CR7.27 | 994 | Women's & Children's Health Research Institute Inc. | 991 | Controlled Entity & IBEA Depts | 18.34 | Laboratory | 3 | Specialist Teaching or Research Space Group | 300 | Laboratory - Specialist teaching and research - type not defined |  | Adequate | 2,306.88 | NO
Women's & Children's Hospital_WC01-Clarence Reiger Building_Seventh Floor_CR7.28 _ Laboratory | WC-WC01-07-CR7.28 | WC01-07-CR7.28-Laboratory | Women's & Children's Hospital | WC | WC01 | Clarence Reiger Building | 07 | Seventh Floor | CR7.28 | 994 | Women's & Children's Health Research Institute Inc. | 991 | Controlled Entity & IBEA Depts | 18.99 | Laboratory | 3 | Specialist Teaching or Research Space Group | 300 | Laboratory - Specialist teaching and research - type not defined |  | Adequate | 2,388.64 | NO
Women's & Children's Hospital_WC01-Clarence Reiger Building_Seventh Floor_CR7.29 _ Laboratory | WC-WC01-07-CR7.29 | WC01-07-CR7.29-Laboratory | Women's & Children's Hospital | WC | WC01 | Clarence Reiger Building | 07 | Seventh Floor | CR7.29 | 994 | Women's & Children's Health Research Institute Inc. | 991 | Controlled Entity & IBEA Depts | 18.29 | Laboratory | 3 | Specialist Teaching or Research Space Group | 300 | Laboratory - Specialist teaching and research - type not defined |  | Adequate | 2,300.59 | NO
Women's & Children's Hospital_WC01-Clarence Reiger Building_Seventh Floor_CR7.30 _ Wash Up Room | WC-WC01-07-CR7.30 | WC01-07-CR7.30-Wash Up Room | Women's & Children's Hospital | WC | WC01 | Clarence Reiger Building | 07 | Seventh Floor | CR7.30 | 994 | Women's & Children's Health Research Institute Inc. | 991 | Controlled Entity & IBEA Depts | 17.7 | Wash Up Room | 4 | Ancillary Area Space Group | 401 | Ancillary Area - Laboratory Service and Preparation |  | Adequate | 1,473.09 | NO
Women's & Children's Hospital_WC01-Clarence Reiger Building_Seventh Floor_CR7.31 _ Corr. | WC-WC01-07-CR7.31 | WC01-07-CR7.31-Corr. | Women's & Children's Hospital | WC | WC01 | Clarence Reiger Building | 07 | Seventh Floor | CR7.31 | 994 | Women's & Children's Health Research Institute Inc. | 991 | Controlled Entity & IBEA Depts | 30.44 | Corr. | 8 | Non Useable Floor Area Space Group | 805 | Non-usable - Circulation space |  | Adequate | 0.00 | NO
Women's & Children's Hospital_WC01-Clarence Reiger Building_Seventh Floor_CR7.32 _ Corr. | WC-WC01-07-CR7.32 | WC01-07-CR7.32-Corr. | Women's & Children's Hospital | WC | WC01 | Clarence Reiger Building | 07 | Seventh Floor | CR7.32 | 994 | Women's & Children's Health Research Institute Inc. | 991 | Controlled Entity & IBEA Depts | 3.22 | Corr. | 8 | Non Useable Floor Area Space Group | 805 | Non-usable - Circulation space |  | Adequate | 0.00 | NO
Women's & Children's Hospital_WC01-Clarence Reiger Building_Seventh Floor_CR7.33 _ Dark Room | WC-WC01-07-CR7.33 | WC01-07-CR7.33-Dark Room | Women's & Children's Hospital | WC | WC01 | Clarence Reiger Building | 07 | Seventh Floor | CR7.33 | 994 | Women's & Children's Health Research Institute Inc. | 991 | Controlled Entity & IBEA Depts | 3.91 | Dark Room | 4 | Ancillary Area Space Group | 411 | Ancillary Area - Darkroom |  | Adequate | 325.41 | NO
Women's & Children's Hospital_WC01-Clarence Reiger Building_Seventh Floor_CR7.34 _ Computer Room | WC-WC01-07-CR7.34 | WC01-07-CR7.34-Computer Room | Women's & Children's Hospital | WC | WC01 | Clarence Reiger Building | 07 | Seventh Floor | CR7.34 | 994 | Women's & Children's Health Research Institute Inc. | 991 | Controlled Entity & IBEA Depts | 10.56 | Computer Room | 3 | Specialist Teaching or Research Space Group | 310 | Laboratory - Computing - Open Access |  | Adequate | 1,328.28 | NO
Women's & Children's Hospital_WC01-Clarence Reiger Building_Seventh Floor_CR7.35 _ Corr. | WC-WC01-07-CR7.35 | WC01-07-CR7.35-Corr. | Women's & Children's Hospital | WC | WC01 | Clarence Reiger Building | 07 | Seventh Floor | CR7.35 | 994 | Women's & Children's Health Research Institute Inc. | 991 | Controlled Entity & IBEA Depts | 5.44 | Corr. | 8 | Non Useable Floor Area Space Group | 805 | Non-usable - Circulation space |  | Adequate | 0.00 | NO
Women's & Children's Hospital_WC01-Clarence Reiger Building_Seventh Floor_CR7.37 _ Laboratory | WC-WC01-07-CR7.37 | WC01-07-CR7.37-Laboratory | Women's & Children's Hospital | WC | WC01 | Clarence Reiger Building | 07 | Seventh Floor | CR7.37 | 994 | Women's & Children's Health Research Institute Inc. | 991 | Controlled Entity & IBEA Depts | 14.12 | Laboratory | 3 | Specialist Teaching or Research Space Group | 300 | Laboratory - Specialist teaching and research - type not defined |  | Adequate | 1,776.07 | NO
Women's & Children's Hospital_WC01-Clarence Reiger Building_Seventh Floor_CR7.38 _ Office | WC-WC01-07-CR7.38 | WC01-07-CR7.38-Office | Women's & Children's Hospital | WC | WC01 | Clarence Reiger Building | 07 | Seventh Floor | CR7.38 | 994 | Women's & Children's Health Research Institute Inc. | 991 | Controlled Entity & IBEA Depts | 7 | Office | 1 | Office Space Group | 100 | Office - Specific type not defined |  | Adequate | 662.02 | NO
Women's & Children's Hospital_WC01-Clarence Reiger Building_Seventh Floor_CR7.39 _ Office | WC-WC01-07-CR7.39 | WC01-07-CR7.39-Office | Women's & Children's Hospital | WC | WC01 | Clarence Reiger Building | 07 | Seventh Floor | CR7.39 | 994 | Women's & Children's Health Research Institute Inc. | 991 | Controlled Entity & IBEA Depts | 6.25 | Office | 1 | Office Space Group | 100 | Office - Specific type not defined |  | Adequate | 591.09 | NO
Women's & Children's Hospital_WC01-Clarence Reiger Building_Seventh Floor_CR7.40 _ Laboratory | WC-WC01-07-CR7.40 | WC01-07-CR7.40-Laboratory | Women's & Children's Hospital | WC | WC01 | Clarence Reiger Building | 07 | Seventh Floor | CR7.40 | 994 | Women's & Children's Health Research Institute Inc. | 991 | Controlled Entity & IBEA Depts | 109.43 | Laboratory | 3 | Specialist Teaching or Research Space Group | 300 | Laboratory - Specialist teaching and research - type not defined |  | Adequate | 13,764.57 | NO
Women's & Children's Hospital_WC01-Clarence Reiger Building_Seventh Floor_CR7.41 _ Corr. | WC-WC01-07-CR7.41 | WC01-07-CR7.41-Corr. | Women's & Children's Hospital | WC | WC01 | Clarence Reiger Building | 07 | Seventh Floor | CR7.41 | 994 | Women's & Children's Health Research Institute Inc. | 991 | Controlled Entity & IBEA Depts | 8.64 | Corr. | 8 | Non Useable Floor Area Space Group | 805 | Non-usable - Circulation space |  | Adequate | 0.00 | NO
Women's & Children's Hospital_WC01-Clarence Reiger Building_Seventh Floor_CR7.42 _ Office | WC-WC01-07-CR7.42 | WC01-07-CR7.42-Office | Women's & Children's Hospital | WC | WC01 | Clarence Reiger Building | 07 | Seventh Floor | CR7.42 | 994 | Women's & Children's Health Research Institute Inc. | 991 | Controlled Entity & IBEA Depts | 9.82 | Office | 1 | Office Space Group | 108 | Office - Professional/General Staff |  | Adequate | 928.72 | NO
Women's & Children's Hospital_WC01-Clarence Reiger Building_Ninth Floor_CR9.38 _ Office - Open Plan - Write Up | WC-WC01-09-CR9.38 | WC01-09-CR9.38-Office - Open Plan - Write Up | Women's & Children's Hospital | WC | WC01 | Clarence Reiger Building | 09 | Ninth Floor | CR9.38 | 384 | Medicine | 384 | Adelaide Medical School | 16.58 | Office - Open Plan - Write Up | 1 | Office Space Group | 113 | Open Plan - Research Staff |  | Adequate | 1,568.05 | NO
Women's & Children's Hospital_WC01-Clarence Reiger Building_Ninth Floor_CR9.39 _ Office - Open Plan | WC-WC01-09-CR9.39 | WC01-09-CR9.39-Office - Open Plan | Women's & Children's Hospital | WC | WC01 | Clarence Reiger Building | 09 | Ninth Floor | CR9.39 | 384 | Medicine | 384 | Adelaide Medical School | 15.4 | Office - Open Plan | 1 | Office Space Group | 113 | Open Plan - Research Staff |  | Adequate | 1,456.45 | NO
Women's & Children's Hospital_WC01-Clarence Reiger Building_Ninth Floor_CR9.40 _ Molecular Genetics Laboratory | WC-WC01-09-CR9.40 | WC01-09-CR9.40-Molecular Genetics Laboratory | Women's & Children's Hospital | WC | WC01 | Clarence Reiger Building | 09 | Ninth Floor | CR9.40 | 384 | Medicine | 384 | Adelaide Medical School | 54.24 | Molecular Genetics Laboratory | 3 | Specialist Teaching or Research Space Group | 306 | Laboratory - Scientific/Medical/Engineering - WET - Postgraduate/Research |  | Adequate | 6,822.54 | NO
Women's & Children's Hospital_WC01-Clarence Reiger Building_Ninth Floor_CR9.41 _ Office | WC-WC01-09-CR9.41 | WC01-09-CR9.41-Office | Women's & Children's Hospital | WC | WC01 | Clarence Reiger Building | 09 | Ninth Floor | CR9.41 | 384 | Medicine | 384 | Adelaide Medical School | 10.09 | Office | 1 | Office Space Group | 100 | Office - Specific type not defined |  | Adequate | 954.26 | NO
Women's & Children's Hospital_WC01-Clarence Reiger Building_Ninth Floor_CR9.44 _ Heavy Equipment Room | WC-WC01-09-CR9.44 | WC01-09-CR9.44-Heavy Equipment Room | Women's & Children's Hospital | WC | WC01 | Clarence Reiger Building | 09 | Ninth Floor | CR9.44 | 384 | Medicine | 384 | Adelaide Medical School | 28.01 | Heavy Equipment Room | 4 | Ancillary Area Space Group | 401 | Ancillary Area - Laboratory Service and Preparation |  | Adequate | 2,331.15 | NO
Women's & Children's Hospital_WC01-Clarence Reiger Building_Ninth Floor_CR9.45 _ Dark Room | WC-WC01-09-CR9.45 | WC01-09-CR9.45-Dark Room | Women's & Children's Hospital | WC | WC01 | Clarence Reiger Building | 09 | Ninth Floor | CR9.45 | 384 | Medicine | 384 | Adelaide Medical School | 5.1 | Dark Room | 4 | Ancillary Area Space Group | 411 | Ancillary Area - Darkroom |  | Adequate | 424.45 | NO
Women's & Children's Hospital_WC01-Clarence Reiger Building_Ninth Floor_CR9.48 _ Heavy Equipment Store | WC-WC01-09-CR9.48 | WC01-09-CR9.48-Heavy Equipment Store | Women's & Children's Hospital | WC | WC01 | Clarence Reiger Building | 09 | Ninth Floor | CR9.48 | 384 | Medicine | 384 | Adelaide Medical School | 5.23 | Heavy Equipment Store | 4 | Ancillary Area Space Group | 419 | Ancillary Area - Store Room - Generic |  | Adequate | 435.27 | NO
Women's & Children's Hospital_WC03-Good Friday Building_Second Floor_1F2.14 _ Office | WC-WC03-02-1F2.14 | WC03-02-1F2.14-Office | Women's & Children's Hospital | WC | WC03 | Good Friday Building | 02 | Second Floor | 1F2.14 | 384 | Medicine | 384 | Adelaide Medical School | 19.58 | Office | 1 | Office Space Group | 102 | Office - Research Staff |  | Adequate | 1,851.77 | NO
Women's & Children's Hospital_WC04-Queen Victoria Building_First Floor_Q1.32 _ Clinical Room | WC-WC04-01-Q1.32 | WC04-01-Q1.32-Clinical Room | Women's & Children's Hospital | WC | WC04 | Queen Victoria Building | 01 | First Floor | Q1.32 | 384 | Medicine | 384 | Adelaide Medical School | 19.2 | Clinical Room | 3 | Specialist Teaching or Research Space Group | 314 | Clinical Areas Teaching Space - Undergraduate/Postgraduate |  | Adequate | 2,415.06 | NO
Women's & Children's Hospital_WC04-Queen Victoria Building_First Floor_Q1.34 _ Office | WC-WC04-01-Q1.34 | WC04-01-Q1.34-Office | Women's & Children's Hospital | WC | WC04 | Queen Victoria Building | 01 | First Floor | Q1.34 | 384 | Medicine | 384 | Adelaide Medical School | 38.88 | Office | 1 | Office Space Group | 101 | Office - Academic Staff |  | Adequate | 3,677.06 | NO
Women's & Children's Hospital_WC04-Queen Victoria Building_First Floor_Q1.34A _ Blood Sampling | WC-WC04-01-Q1.34A | WC04-01-Q1.34A-Blood Sampling | Women's & Children's Hospital | WC | WC04 | Queen Victoria Building | 01 | First Floor | Q1.34A | 384 | Medicine | 384 | Adelaide Medical School | 14.48 | Blood Sampling | 3 | Specialist Teaching or Research Space Group | 314 | Clinical Areas Teaching Space - Undergraduate/Postgraduate |  | Adequate | 1,821.36 | NO
Women's & Children's Hospital_WC04-Queen Victoria Building_First Floor_Q1.36 _ Clinical Room | WC-WC04-01-Q1.36 | WC04-01-Q1.36-Clinical Room | Women's & Children's Hospital | WC | WC04 | Queen Victoria Building | 01 | First Floor | Q1.36 | 384 | Medicine | 384 | Adelaide Medical School | 9.93 | Clinical Room | 3 | Specialist Teaching or Research Space Group | 314 | Clinical Areas Teaching Space - Undergraduate/Postgraduate |  | Adequate | 1,249.04 | NO
Women's & Children's Hospital_WC04-Queen Victoria Building_First Floor_Q1.36A _ Freezer Room | WC-WC04-01-Q1.36A | WC04-01-Q1.36A-Freezer Room | Women's & Children's Hospital | WC | WC04 | Queen Victoria Building | 01 | First Floor | Q1.36A | 384 | Medicine | 384 | Adelaide Medical School | 5.67 | Freezer Room | 4 | Ancillary Area Space Group | 405 | Ancillary Area - Constant Temperature/ Freezer/Cold/Warm Rooms |  | Adequate | 471.89 | NO
Women's & Children's Hospital_WC04-Queen Victoria Building_First Floor_Q1.38 _ Office | WC-WC04-01-Q1.38 | WC04-01-Q1.38-Office | Women's & Children's Hospital | WC | WC04 | Queen Victoria Building | 01 | First Floor | Q1.38 | 384 | Medicine | 384 | Adelaide Medical School | 39.52 | Office | 1 | Office Space Group | 101 | Office - Academic Staff |  | Adequate | 3,737.59 | NO
Women's & Children's Hospital_WC04-Queen Victoria Building_First Floor_Q1.39 _ Office | WC-WC04-01-Q1.39 | WC04-01-Q1.39-Office | Women's & Children's Hospital | WC | WC04 | Queen Victoria Building | 01 | First Floor | Q1.39 | 384 | Medicine | 384 | Adelaide Medical School | 33.23 | Office | 1 | Office Space Group | 101 | Office - Academic Staff |  | Adequate | 3,142.72 | NO
Women's & Children's Hospital_WC04-Queen Victoria Building_First Floor_Q1.39A _ Office | WC-WC04-01-Q1.39A | WC04-01-Q1.39A-Office | Women's & Children's Hospital | WC | WC04 | Queen Victoria Building | 01 | First Floor | Q1.39A | 384 | Medicine | 384 | Adelaide Medical School | 11.17 | Office | 1 | Office Space Group | 101 | Office - Academic Staff |  | Adequate | 1,056.40 | NO
Women's & Children's Hospital_WC04-Queen Victoria Building_First Floor_Q1.56 _ Office - Assoc. Prof. | WC-WC04-01-Q1.56 | WC04-01-Q1.56-Office - Assoc. Prof. | Women's & Children's Hospital | WC | WC04 | Queen Victoria Building | 01 | First Floor | Q1.56 | 384 | Medicine | 384 | Adelaide Medical School | 17.26 | Office - Assoc. Prof. | 1 | Office Space Group | 101 | Office - Academic Staff |  | Adequate | 1,632.36 | NO
Women's & Children's Hospital_WC04-Queen Victoria Building_First Floor_Q1.57 _ Office | WC-WC04-01-Q1.57 | WC04-01-Q1.57-Office | Women's & Children's Hospital | WC | WC04 | Queen Victoria Building | 01 | First Floor | Q1.57 | 384 | Medicine | 384 | Adelaide Medical School | 14.93 | Office | 1 | Office Space Group | 101 | Office - Academic Staff |  | Adequate | 1,412.00 | NO
Women's & Children's Hospital_WC04-Queen Victoria Building_First Floor_Q1.58 _ Office - Assoc. Prof. | WC-WC04-01-Q1.58 | WC04-01-Q1.58-Office - Assoc. Prof. | Women's & Children's Hospital | WC | WC04 | Queen Victoria Building | 01 | First Floor | Q1.58 | 384 | Medicine | 384 | Adelaide Medical School | 16 | Office - Assoc. Prof. | 1 | Office Space Group | 101 | Office - Academic Staff |  | Adequate | 1,513.19 | NO
Women's & Children's Hospital_WC04-Queen Victoria Building_First Floor_Q1.60 _ Office - Secretary | WC-WC04-01-Q1.60 | WC04-01-Q1.60-Office - Secretary | Women's & Children's Hospital | WC | WC04 | Queen Victoria Building | 01 | First Floor | Q1.60 | 384 | Medicine | 384 | Adelaide Medical School | 11.12 | Office - Secretary | 1 | Office Space Group | 108 | Office - Professional/General Staff |  | Adequate | 1,051.67 | NO
Women's & Children's Hospital_WC04-Queen Victoria Building_First Floor_Q1.61 _ Office - Secretary | WC-WC04-01-Q1.61 | WC04-01-Q1.61-Office - Secretary | Women's & Children's Hospital | WC | WC04 | Queen Victoria Building | 01 | First Floor | Q1.61 | 384 | Medicine | 384 | Adelaide Medical School | 9.64 | Office - Secretary | 1 | Office Space Group | 108 | Office - Professional/General Staff |  | Adequate | 911.70 | NO
Women's & Children's Hospital_WC04-Queen Victoria Building_First Floor_Q1.72 _ Office - Professor | WC-WC04-01-Q1.72 | WC04-01-Q1.72-Office - Professor | Women's & Children's Hospital | WC | WC04 | Queen Victoria Building | 01 | First Floor | Q1.72 | 384 | Medicine | 384 | Adelaide Medical School | 18.58 | Office - Professor | 1 | Office Space Group | 101 | Office - Academic Staff |  | Adequate | 1,757.20 | NO
Women's & Children's Hospital_WC04-Queen Victoria Building_First Floor_Q1.74 _ Data Monitoring Room | WC-WC04-01-Q1.74 | WC04-01-Q1.74-Data Monitoring Room | Women's & Children's Hospital | WC | WC04 | Queen Victoria Building | 01 | First Floor | Q1.74 | 384 | Medicine | 384 | Adelaide Medical School | 15.28 | Data Monitoring Room | 3 | Specialist Teaching or Research Space Group | 300 | Laboratory - Specialist teaching and research - type not defined |  | Adequate | 1,921.98 | NO
Women's & Children's Hospital_WC04-Queen Victoria Building_First Floor_Q1.75 _ Office - Lecturer | WC-WC04-01-Q1.75 | WC04-01-Q1.75-Office - Lecturer | Women's & Children's Hospital | WC | WC04 | Queen Victoria Building | 01 | First Floor | Q1.75 | 384 | Medicine | 384 | Adelaide Medical School | 15.71 | Office - Lecturer | 1 | Office Space Group | 101 | Office - Academic Staff |  | Adequate | 1,485.77 | NO
Women's & Children's Hospital_WC04-Queen Victoria Building_First Floor_Q1.77 _ Office | WC-WC04-01-Q1.77 | WC04-01-Q1.77-Office | Women's & Children's Hospital | WC | WC04 | Queen Victoria Building | 01 | First Floor | Q1.77 | 384 | Medicine | 384 | Adelaide Medical School | 11.7 | Office | 1 | Office Space Group | 101 | Office - Academic Staff |  | Adequate | 1,106.52 | NO
Women's & Children's Hospital_WC04-Queen Victoria Building_First Floor_Q1.78 _ Office | WC-WC04-01-Q1.78 | WC04-01-Q1.78-Office | Women's & Children's Hospital | WC | WC04 | Queen Victoria Building | 01 | First Floor | Q1.78 | 384 | Medicine | 384 | Adelaide Medical School | 13.5 | Office | 1 | Office Space Group | 101 | Office - Academic Staff |  | Adequate | 1,276.76 | NO
West End Health Precinct_WE01-SAHMRI - South Australian Health and Medical Research Institute_Ground Floor_Z _ UOA Proportion of Shared | WE-WE01-00-Z | WE01-00-Z-UOA Proportion of Shared | West End Health Precinct | WE | WE01 | SAHMRI - South Australian Health and Medical Research Institute | 00 | Ground Floor | Z | 384 | Medicine | 384 | Adelaide Medical School | 860 | UOA Proportion of Shared | 6 | General Facility Space Group | 600 | General Facility - Specific type not defined |  | Excellent | 240,112.03 | NO
West End Health Precinct_WE01-SAHMRI - South Australian Health and Medical Research Institute_Level 4_X _ University of Adelaide Occupancy | WE-WE01-04-X | WE01-04-X-University of Adelaide Occupancy | West End Health Precinct | WE | WE01 | SAHMRI - South Australian Health and Medical Research Institute | 04 | Level 4 | X | 384 | Medicine | 384 | Adelaide Medical School | 425.2 | University of Adelaide Occupancy | 1 | Office Space Group | 100 | Office - Specific type not defined |  | Excellent | 105,996.30 | NO
West End Health Precinct_WE01-SAHMRI - South Australian Health and Medical Research Institute_Level 4_Y _ University of Adelaide Vacant_Of | WE-WE01-04-Y | WE01-04-Y-University of Adelaide Vacant_Of | West End Health Precinct | WE | WE01 | SAHMRI - South Australian Health and Medical Research Institute | 04 | Level 4 | Y | 99996 | Vacant | 859 | Infrastructure | 152 | University of Adelaide Vacant_Of | 1 | Office Space Group | 100 | Office - Specific type not defined |  | Excellent | 37,891.43 | NO
West End Health Precinct_WE01-SAHMRI - South Australian Health and Medical Research Institute_Level 4_Z _ UOA Proportion of Shared | WE-WE01-04-Z | WE01-04-Z-UOA Proportion of Shared | West End Health Precinct | WE | WE01 | SAHMRI - South Australian Health and Medical Research Institute | 04 | Level 4 | Z | 384 | Medicine | 384 | Adelaide Medical School | 22.8 | UOA Proportion of Shared | 6 | General Facility Space Group | 600 | General Facility - Specific type not defined |  | Excellent | 6,365.76 | NO
West End Health Precinct_WE01-SAHMRI - South Australian Health and Medical Research Institute_Level 6_X1 _ University of Adelaide Occupancy | WE-WE01-06-X1 | WE01-06-X1-University of Adelaide Occupancy | West End Health Precinct | WE | WE01 | SAHMRI - South Australian Health and Medical Research Institute | 06 | Level 6 | X1 | 384 | Medicine | 384 | Adelaide Medical School | 27.44 | University of Adelaide Occupancy | 1 | Office Space Group | 100 | Office - Specific type not defined |  | Excellent | 6,840.40 | NO
West End Health Precinct_WE01-SAHMRI - South Australian Health and Medical Research Institute_Level 6_X2 _ University of Adelaide Occupancy | WE-WE01-06-X2 | WE01-06-X2-University of Adelaide Occupancy | West End Health Precinct | WE | WE01 | SAHMRI - South Australian Health and Medical Research Institute | 06 | Level 6 | X2 | 384 | Medicine | 384 | Adelaide Medical School | 126.56 | University of Adelaide Occupancy | 3 | Specialist Teaching or Research Space Group | 312 | Laboratory - Research Only |  | Excellent | 41,960.97 | NO
West End Health Precinct_WE01-SAHMRI - South Australian Health and Medical Research Institute_Level 6_Z _ UOA Proportion of Shared | WE-WE01-06-Z | WE01-06-Z-UOA Proportion of Shared | West End Health Precinct | WE | WE01 | SAHMRI - South Australian Health and Medical Research Institute | 06 | Level 6 | Z | 384 | Medicine | 384 | Adelaide Medical School | 49 | UOA Proportion of Shared | 6 | General Facility Space Group | 600 | General Facility - Specific type not defined |  | Excellent | 13,680.80 | NO
West End Health Precinct_WE01-SAHMRI - South Australian Health and Medical Research Institute_Level 7_NX1 _ University of Adelaide Occupancy | WE-WE01-07-NX1 | WE01-07-NX1-University of Adelaide Occupancy | West End Health Precinct | WE | WE01 | SAHMRI - South Australian Health and Medical Research Institute | 07 | Level 7 | NX1 | 384 | Medicine | 384 | Adelaide Medical School | 594 | University of Adelaide Occupancy | 1 | Office Space Group | 100 | Office - Specific type not defined |  | Excellent | 148,075.73 | NO
West End Health Precinct_WE01-SAHMRI - South Australian Health and Medical Research Institute_Level 7_NZ _ UOA Proportion of Shared | WE-WE01-07-NZ | WE01-07-NZ-UOA Proportion of Shared | West End Health Precinct | WE | WE01 | SAHMRI - South Australian Health and Medical Research Institute | 07 | Level 7 | NZ | 384 | Medicine | 384 | Adelaide Medical School | 185 | UOA Proportion of Shared | 6 | General Facility Space Group | 600 | General Facility - Specific type not defined |  | Excellent | 51,652.01 | NO
West End Health Precinct_WE01-SAHMRI - South Australian Health and Medical Research Institute_Level 7_SX1 _ University of Adelaide Occupancy | WE-WE01-07-SX1 | WE01-07-SX1-University of Adelaide Occupancy | West End Health Precinct | WE | WE01 | SAHMRI - South Australian Health and Medical Research Institute | 07 | Level 7 | SX1 | 384 | Medicine | 384 | Adelaide Medical School | 140.64 | University of Adelaide Occupancy | 1 | Office Space Group | 100 | Office - Specific type not defined |  | Excellent | 35,059.55 | NO
West End Health Precinct_WE01-SAHMRI - South Australian Health and Medical Research Institute_Level 7_SX2 _ University of Adelaide Occupancy | WE-WE01-07-SX2 | WE01-07-SX2-University of Adelaide Occupancy | West End Health Precinct | WE | WE01 | SAHMRI - South Australian Health and Medical Research Institute | 07 | Level 7 | SX2 | 384 | Medicine | 384 | Adelaide Medical School | 398.36 | University of Adelaide Occupancy | 3 | Specialist Teaching or Research Space Group | 312 | Laboratory - Research Only |  | Excellent | 132,076.27 | NO
West End Health Precinct_WE01-SAHMRI - South Australian Health and Medical Research Institute_Level 7_SZ _ UOA Proportion of Shared | WE-WE01-07-SZ | WE01-07-SZ-UOA Proportion of Shared | West End Health Precinct | WE | WE01 | SAHMRI - South Australian Health and Medical Research Institute | 07 | Level 7 | SZ | 384 | Medicine | 384 | Adelaide Medical School | 168 | UOA Proportion of Shared | 6 | General Facility Space Group | 600 | General Facility - Specific type not defined |  | Excellent | 46,905.61 | NO
West End Health Precinct_WE02-AHMS - Adelaide Health and Medical Sciences_First Floor_1001 _ West Edgescape | WE-WE02-01-1001 | WE02-01-1001-West Edgescape | West End Health Precinct | WE | WE02 | AHMS - Adelaide Health and Medical Sciences | 01 | First Floor | 1001 | 99939 | Unusable Spaces | 99939 | Unusable Spaces | 46.73 | West Edgescape | 6 | General Facility Space Group | 604 | General Facility - Common Room General Access |  | Excellent | 13,047.02 | NO
West End Health Precinct_WE02-AHMS - Adelaide Health and Medical Sciences_First Floor_1002 _ Plantroom - West | WE-WE02-01-1002 | WE02-01-1002-Plantroom - West | West End Health Precinct | WE | WE02 | AHMS - Adelaide Health and Medical Sciences | 01 | First Floor | 1002 | 99939 | Unusable Spaces | 99939 | Unusable Spaces | 51.91 | Plantroom - West | 8 | Non Useable Floor Area Space Group | 810 | Non-usable - Mechanical plant room |  | Excellent | 0.00 | NO
West End Health Precinct_WE02-AHMS - Adelaide Health and Medical Sciences_First Floor_1003 _ A/L | WE-WE02-01-1003 | WE02-01-1003-A/L | West End Health Precinct | WE | WE02 | AHMS - Adelaide Health and Medical Sciences | 01 | First Floor | 1003 | 99939 | Unusable Spaces | 99939 | Unusable Spaces | 12.76 | A/L | 8 | Non Useable Floor Area Space Group | 805 | Non-usable - Circulation space |  | Excellent | 0.00 | NO
West End Health Precinct_WE02-AHMS - Adelaide Health and Medical Sciences_First Floor_1007 _ Lift Lobby - West | WE-WE02-01-1007 | WE02-01-1007-Lift Lobby - West | West End Health Precinct | WE | WE02 | AHMS - Adelaide Health and Medical Sciences | 01 | First Floor | 1007 | 99939 | Unusable Spaces | 99939 | Unusable Spaces | 27.47 | Lift Lobby - West | 8 | Non Useable Floor Area Space Group | 805 | Non-usable - Circulation space |  | Excellent | 0.00 | NO
West End Health Precinct_WE02-AHMS - Adelaide Health and Medical Sciences_First Floor_1008 _ VSR | WE-WE02-01-1008 | WE02-01-1008-VSR | West End Health Precinct | WE | WE02 | AHMS - Adelaide Health and Medical Sciences | 01 | First Floor | 1008 | 99939 | Unusable Spaces | 99939 | Unusable Spaces | 4.88 | VSR | 8 | Non Useable Floor Area Space Group | 840 | Non-usable - Service riser |  | Excellent | 0.00 | NO
West End Health Precinct_WE02-AHMS - Adelaide Health and Medical Sciences_First Floor_1012 _ Hyd | WE-WE02-01-1012 | WE02-01-1012-Hyd | West End Health Precinct | WE | WE02 | AHMS - Adelaide Health and Medical Sciences | 01 | First Floor | 1012 | 99939 | Unusable Spaces | 99939 | Unusable Spaces | 3.5 | Hyd | 8 | Non Useable Floor Area Space Group | 840 | Non-usable - Service riser |  | Excellent | 0.00 | NO
West End Health Precinct_WE02-AHMS - Adelaide Health and Medical Sciences_First Floor_1013 _ WC - F 1 | WE-WE02-01-1013 | WE02-01-1013-WC - F 1 | West End Health Precinct | WE | WE02 | AHMS - Adelaide Health and Medical Sciences | 01 | First Floor | 1013 | 99939 | Unusable Spaces | 99939 | Unusable Spaces | 17.72 | WC - F 1 | 8 | Non Useable Floor Area Space Group | 820 | Non-usable - Toilets/Amenities - Female |  | Excellent | 0.00 | NO
West End Health Precinct_WE02-AHMS - Adelaide Health and Medical Sciences_First Floor_1014 _ WC - Access | WE-WE02-01-1014 | WE02-01-1014-WC - Access | West End Health Precinct | WE | WE02 | AHMS - Adelaide Health and Medical Sciences | 01 | First Floor | 1014 | 99939 | Unusable Spaces | 99939 | Unusable Spaces | 5.27 | WC - Access | 8 | Non Useable Floor Area Space Group | 818 | Non-usable - Toilets/Amenities - Unisex Accessible |  | Excellent | 0.00 | NO
West End Health Precinct_WE02-AHMS - Adelaide Health and Medical Sciences_First Floor_1014A _ VSR | WE-WE02-01-1014A | WE02-01-1014A-VSR | West End Health Precinct | WE | WE02 | AHMS - Adelaide Health and Medical Sciences | 01 | First Floor | 1014A | 99939 | Unusable Spaces | 99939 | Unusable Spaces | 0.58 | VSR | 8 | Non Useable Floor Area Space Group | 840 | Non-usable - Service riser |  | Excellent | 0.00 | NO
West End Health Precinct_WE02-AHMS - Adelaide Health and Medical Sciences_First Floor_1015 _ A/L - F 1 | WE-WE02-01-1015 | WE02-01-1015-A/L - F 1 | West End Health Precinct | WE | WE02 | AHMS - Adelaide Health and Medical Sciences | 01 | First Floor | 1015 | 99939 | Unusable Spaces | 99939 | Unusable Spaces | 2.2 | A/L - F 1 | 8 | Non Useable Floor Area Space Group | 820 | Non-usable - Toilets/Amenities - Female |  | Excellent | 0.00 | NO
West End Health Precinct_WE02-AHMS - Adelaide Health and Medical Sciences_First Floor_1016 _ Circ. | WE-WE02-01-1016 | WE02-01-1016-Circ. | West End Health Precinct | WE | WE02 | AHMS - Adelaide Health and Medical Sciences | 01 | First Floor | 1016 | 99939 | Unusable Spaces | 99939 | Unusable Spaces | 11.54 | Circ. | 8 | Non Useable Floor Area Space Group | 805 | Non-usable - Circulation space |  | Excellent | 0.00 | NO
West End Health Precinct_WE02-AHMS - Adelaide Health and Medical Sciences_First Floor_1017 _ Elec | WE-WE02-01-1017 | WE02-01-1017-Elec | West End Health Precinct | WE | WE02 | AHMS - Adelaide Health and Medical Sciences | 01 | First Floor | 1017 | 99939 | Unusable Spaces | 99939 | Unusable Spaces | 2.09 | Elec | 8 | Non Useable Floor Area Space Group | 840 | Non-usable - Service riser |  | Excellent | 0.00 | NO
West End Health Precinct_WE02-AHMS - Adelaide Health and Medical Sciences_First Floor_1018 _ VSR | WE-WE02-01-1018 | WE02-01-1018-VSR | West End Health Precinct | WE | WE02 | AHMS - Adelaide Health and Medical Sciences | 01 | First Floor | 1018 | 99939 | Unusable Spaces | 99939 | Unusable Spaces | 0.66 | VSR | 8 | Non Useable Floor Area Space Group | 840 | Non-usable - Service riser |  | Excellent | 0.00 | NO
West End Health Precinct_WE02-AHMS - Adelaide Health and Medical Sciences_First Floor_1019 _ WC - M 1 | WE-WE02-01-1019 | WE02-01-1019-WC - M 1 | West End Health Precinct | WE | WE02 | AHMS - Adelaide Health and Medical Sciences | 01 | First Floor | 1019 | 99939 | Unusable Spaces | 99939 | Unusable Spaces | 17.27 | WC - M 1 | 8 | Non Useable Floor Area Space Group | 821 | Non-usable - Toilets/Amenities - Male |  | Excellent | 0.00 | NO
West End Health Precinct_WE02-AHMS - Adelaide Health and Medical Sciences_First Floor_1020 _ A/L - M 1 | WE-WE02-01-1020 | WE02-01-1020-A/L - M 1 | West End Health Precinct | WE | WE02 | AHMS - Adelaide Health and Medical Sciences | 01 | First Floor | 1020 | 99939 | Unusable Spaces | 99939 | Unusable Spaces | 2.22 | A/L - M 1 | 8 | Non Useable Floor Area Space Group | 821 | Non-usable - Toilets/Amenities - Male |  | Excellent | 0.00 | NO
West End Health Precinct_WE02-AHMS - Adelaide Health and Medical Sciences_First Floor_1021 _ Cleaner 1 | WE-WE02-01-1021 | WE02-01-1021-Cleaner 1 | West End Health Precinct | WE | WE02 | AHMS - Adelaide Health and Medical Sciences | 01 | First Floor | 1021 | 99939 | Unusable Spaces | 99939 | Unusable Spaces | 1.75 | Cleaner 1 | 8 | Non Useable Floor Area Space Group | 806 | Non-usable - Cleaners room |  | Excellent | 0.00 | NO
West End Health Precinct_WE02-AHMS - Adelaide Health and Medical Sciences_First Floor_1022 _ Comms | WE-WE02-01-1022 | WE02-01-1022-Comms | West End Health Precinct | WE | WE02 | AHMS - Adelaide Health and Medical Sciences | 01 | First Floor | 1022 | 99939 | Unusable Spaces | 99939 | Unusable Spaces | 1.43 | Comms | 8 | Non Useable Floor Area Space Group | 812 | Non-usable - Comms/network system/Telephone/PABX |  | Excellent | 0.00 | NO
West End Health Precinct_WE02-AHMS - Adelaide Health and Medical Sciences_First Floor_1024 _ VSR | WE-WE02-01-1024 | WE02-01-1024-VSR | West End Health Precinct | WE | WE02 | AHMS - Adelaide Health and Medical Sciences | 01 | First Floor | 1024 | 99939 | Unusable Spaces | 99939 | Unusable Spaces | 1.37 | VSR | 8 | Non Useable Floor Area Space Group | 840 | Non-usable - Service riser |  | Excellent | 0.00 | NO
West End Health Precinct_WE02-AHMS - Adelaide Health and Medical Sciences_First Floor_1025 _ Fire | WE-WE02-01-1025 | WE02-01-1025-Fire | West End Health Precinct | WE | WE02 | AHMS - Adelaide Health and Medical Sciences | 01 | First Floor | 1025 | 99939 | Unusable Spaces | 99939 | Unusable Spaces | 0.47 | Fire | 8 | Non Useable Floor Area Space Group | 840 | Non-usable - Service riser |  | Excellent | 0.00 | NO
West End Health Precinct_WE02-AHMS - Adelaide Health and Medical Sciences_First Floor_1026 _ FH | WE-WE02-01-1026 | WE02-01-1026-FH | West End Health Precinct | WE | WE02 | AHMS - Adelaide Health and Medical Sciences | 01 | First Floor | 1026 | 99939 | Unusable Spaces | 99939 | Unusable Spaces | 0.48 | FH | 8 | Non Useable Floor Area Space Group | 840 | Non-usable - Service riser |  | Excellent | 0.00 | NO
West End Health Precinct_WE02-AHMS - Adelaide Health and Medical Sciences_First Floor_1027 _ Stair - Pressurisation | WE-WE02-01-1027 | WE02-01-1027-Stair - Pressurisation | West End Health Precinct | WE | WE02 | AHMS - Adelaide Health and Medical Sciences | 01 | First Floor | 1027 | 99939 | Unusable Spaces | 99939 | Unusable Spaces | 2.76 | Stair - Pressurisation | 8 | Non Useable Floor Area Space Group | 840 | Non-usable - Service riser |  | Excellent | 0.00 | NO
West End Health Precinct_WE02-AHMS - Adelaide Health and Medical Sciences_First Floor_1028 _ Stair - West | WE-WE02-01-1028 | WE02-01-1028-Stair - West | West End Health Precinct | WE | WE02 | AHMS - Adelaide Health and Medical Sciences | 01 | First Floor | 1028 | 99939 | Unusable Spaces | 99939 | Unusable Spaces | 32.49 | Stair - West | 8 | Non Useable Floor Area Space Group | 805 | Non-usable - Circulation space |  | Excellent | 0.00 | NO
West End Health Precinct_WE02-AHMS - Adelaide Health and Medical Sciences_First Floor_1030 _ Plantroom - East | WE-WE02-01-1030 | WE02-01-1030-Plantroom - East | West End Health Precinct | WE | WE02 | AHMS - Adelaide Health and Medical Sciences | 01 | First Floor | 1030 | 99939 | Unusable Spaces | 99939 | Unusable Spaces | 46.67 | Plantroom - East | 8 | Non Useable Floor Area Space Group | 810 | Non-usable - Mechanical plant room |  | Excellent | 0.00 | NO
West End Health Precinct_WE02-AHMS - Adelaide Health and Medical Sciences_First Floor_1030A _ VSR | WE-WE02-01-1030A | WE02-01-1030A-VSR | West End Health Precinct | WE | WE02 | AHMS - Adelaide Health and Medical Sciences | 01 | First Floor | 1030A | 99939 | Unusable Spaces | 99939 | Unusable Spaces | 0.56 | VSR | 8 | Non Useable Floor Area Space Group | 840 | Non-usable - Service riser |  | Excellent | 0.00 | NO
West End Health Precinct_WE02-AHMS - Adelaide Health and Medical Sciences_First Floor_1031 _ Gas | WE-WE02-01-1031 | WE02-01-1031-Gas | West End Health Precinct | WE | WE02 | AHMS - Adelaide Health and Medical Sciences | 01 | First Floor | 1031 | 99939 | Unusable Spaces | 99939 | Unusable Spaces | 0.93 | Gas | 8 | Non Useable Floor Area Space Group | 840 | Non-usable - Service riser |  | Excellent | 0.00 | NO
West End Health Precinct_WE02-AHMS - Adelaide Health and Medical Sciences_First Floor_1032 _ Comms | WE-WE02-01-1032 | WE02-01-1032-Comms | West End Health Precinct | WE | WE02 | AHMS - Adelaide Health and Medical Sciences | 01 | First Floor | 1032 | 99939 | Unusable Spaces | 99939 | Unusable Spaces | 0.56 | Comms | 8 | Non Useable Floor Area Space Group | 812 | Non-usable - Comms/network system/Telephone/PABX |  | Excellent | 0.00 | NO
West End Health Precinct_WE02-AHMS - Adelaide Health and Medical Sciences_First Floor_1033 _ Hyd | WE-WE02-01-1033 | WE02-01-1033-Hyd | West End Health Precinct | WE | WE02 | AHMS - Adelaide Health and Medical Sciences | 01 | First Floor | 1033 | 99939 | Unusable Spaces | 99939 | Unusable Spaces | 0.39 | Hyd | 8 | Non Useable Floor Area Space Group | 840 | Non-usable - Service riser |  | Excellent | 0.00 | NO
West End Health Precinct_WE02-AHMS - Adelaide Health and Medical Sciences_First Floor_1034 _ FH | WE-WE02-01-1034 | WE02-01-1034-FH | West End Health Precinct | WE | WE02 | AHMS - Adelaide Health and Medical Sciences | 01 | First Floor | 1034 | 99939 | Unusable Spaces | 99939 | Unusable Spaces | 0.54 | FH | 8 | Non Useable Floor Area Space Group | 840 | Non-usable - Service riser |  | Excellent | 0.00 | NO
West End Health Precinct_WE02-AHMS - Adelaide Health and Medical Sciences_First Floor_1035 _ Elec | WE-WE02-01-1035 | WE02-01-1035-Elec | West End Health Precinct | WE | WE02 | AHMS - Adelaide Health and Medical Sciences | 01 | First Floor | 1035 | 99939 | Unusable Spaces | 99939 | Unusable Spaces | 3.08 | Elec | 8 | Non Useable Floor Area Space Group | 840 | Non-usable - Service riser |  | Excellent | 0.00 | NO
West End Health Precinct_WE02-AHMS - Adelaide Health and Medical Sciences_First Floor_1036 _ Stair - East | WE-WE02-01-1036 | WE02-01-1036-Stair - East | West End Health Precinct | WE | WE02 | AHMS - Adelaide Health and Medical Sciences | 01 | First Floor | 1036 | 99939 | Unusable Spaces | 99939 | Unusable Spaces | 44.4 | Stair - East | 8 | Non Useable Floor Area Space Group | 805 | Non-usable - Circulation space |  | Excellent | 0.00 | NO
West End Health Precinct_WE02-AHMS - Adelaide Health and Medical Sciences_First Floor_1037 _ Stair - Pressurisation | WE-WE02-01-1037 | WE02-01-1037-Stair - Pressurisation | West End Health Precinct | WE | WE02 | AHMS - Adelaide Health and Medical Sciences | 01 | First Floor | 1037 | 99939 | Unusable Spaces | 99939 | Unusable Spaces | 2.02 | Stair - Pressurisation | 8 | Non Useable Floor Area Space Group | 840 | Non-usable - Service riser |  | Excellent | 0.00 | NO
West End Health Precinct_WE02-AHMS - Adelaide Health and Medical Sciences_First Floor_1037A _ VSR | WE-WE02-01-1037A | WE02-01-1037A-VSR | West End Health Precinct | WE | WE02 | AHMS - Adelaide Health and Medical Sciences | 01 | First Floor | 1037A | 99939 | Unusable Spaces | 99939 | Unusable Spaces | 0.42 | VSR | 8 | Non Useable Floor Area Space Group | 840 | Non-usable - Service riser |  | Excellent | 0.00 | NO
West End Health Precinct_WE02-AHMS - Adelaide Health and Medical Sciences_First Floor_1038 _ A/L - F 2 | WE-WE02-01-1038 | WE02-01-1038-A/L - F 2 | West End Health Precinct | WE | WE02 | AHMS - Adelaide Health and Medical Sciences | 01 | First Floor | 1038 | 99939 | Unusable Spaces | 99939 | Unusable Spaces | 7.26 | A/L - F 2 | 8 | Non Useable Floor Area Space Group | 820 | Non-usable - Toilets/Amenities - Female |  | Excellent | 0.00 | NO
West End Health Precinct_WE02-AHMS - Adelaide Health and Medical Sciences_First Floor_1039 _ WC - F 2 | WE-WE02-01-1039 | WE02-01-1039-WC - F 2 | West End Health Precinct | WE | WE02 | AHMS - Adelaide Health and Medical Sciences | 01 | First Floor | 1039 | 99939 | Unusable Spaces | 99939 | Unusable Spaces | 11.27 | WC - F 2 | 8 | Non Useable Floor Area Space Group | 820 | Non-usable - Toilets/Amenities - Female |  | Excellent | 0.00 | NO
West End Health Precinct_WE02-AHMS - Adelaide Health and Medical Sciences_First Floor_1040 _ Hyd | WE-WE02-01-1040 | WE02-01-1040-Hyd | West End Health Precinct | WE | WE02 | AHMS - Adelaide Health and Medical Sciences | 01 | First Floor | 1040 | 99939 | Unusable Spaces | 99939 | Unusable Spaces | 2.56 | Hyd | 8 | Non Useable Floor Area Space Group | 840 | Non-usable - Service riser |  | Excellent | 0.00 | NO
West End Health Precinct_WE02-AHMS - Adelaide Health and Medical Sciences_First Floor_1040A _ VSR | WE-WE02-01-1040A | WE02-01-1040A-VSR | West End Health Precinct | WE | WE02 | AHMS - Adelaide Health and Medical Sciences | 01 | First Floor | 1040A | 99939 | Unusable Spaces | 99939 | Unusable Spaces | 0.48 | VSR | 8 | Non Useable Floor Area Space Group | 840 | Non-usable - Service riser |  | Excellent | 0.00 | NO
West End Health Precinct_WE02-AHMS - Adelaide Health and Medical Sciences_First Floor_1041 _ WC - M 2 | WE-WE02-01-1041 | WE02-01-1041-WC - M 2 | West End Health Precinct | WE | WE02 | AHMS - Adelaide Health and Medical Sciences | 01 | First Floor | 1041 | 99939 | Unusable Spaces | 99939 | Unusable Spaces | 11.23 | WC - M 2 | 8 | Non Useable Floor Area Space Group | 821 | Non-usable - Toilets/Amenities - Male |  | Excellent | 0.00 | NO
West End Health Precinct_WE02-AHMS - Adelaide Health and Medical Sciences_First Floor_1041A _ VSR | WE-WE02-01-1041A | WE02-01-1041A-VSR | West End Health Precinct | WE | WE02 | AHMS - Adelaide Health and Medical Sciences | 01 | First Floor | 1041A | 99939 | Unusable Spaces | 99939 | Unusable Spaces | 1.02 | VSR | 8 | Non Useable Floor Area Space Group | 840 | Non-usable - Service riser |  | Excellent | 0.00 | NO
West End Health Precinct_WE02-AHMS - Adelaide Health and Medical Sciences_First Floor_1042 _ A/L - M 2 | WE-WE02-01-1042 | WE02-01-1042-A/L - M 2 | West End Health Precinct | WE | WE02 | AHMS - Adelaide Health and Medical Sciences | 01 | First Floor | 1042 | 99939 | Unusable Spaces | 99939 | Unusable Spaces | 5.87 | A/L - M 2 | 8 | Non Useable Floor Area Space Group | 821 | Non-usable - Toilets/Amenities - Male |  | Excellent | 0.00 | NO
West End Health Precinct_WE02-AHMS - Adelaide Health and Medical Sciences_First Floor_1043 _ Cleaner 2 | WE-WE02-01-1043 | WE02-01-1043-Cleaner 2 | West End Health Precinct | WE | WE02 | AHMS - Adelaide Health and Medical Sciences | 01 | First Floor | 1043 | 99939 | Unusable Spaces | 99939 | Unusable Spaces | 1.37 | Cleaner 2 | 8 | Non Useable Floor Area Space Group | 806 | Non-usable - Cleaners room |  | Excellent | 0.00 | NO
West End Health Precinct_WE02-AHMS - Adelaide Health and Medical Sciences_First Floor_1043A _ VSR | WE-WE02-01-1043A | WE02-01-1043A-VSR | West End Health Precinct | WE | WE02 | AHMS - Adelaide Health and Medical Sciences | 01 | First Floor | 1043A | 99939 | Unusable Spaces | 99939 | Unusable Spaces | 0.2 | VSR | 8 | Non Useable Floor Area Space Group | 840 | Non-usable - Service riser |  | Excellent | 0.00 | NO
West End Health Precinct_WE02-AHMS - Adelaide Health and Medical Sciences_First Floor_1044 _ Lift Lobby - East | WE-WE02-01-1044 | WE02-01-1044-Lift Lobby - East | West End Health Precinct | WE | WE02 | AHMS - Adelaide Health and Medical Sciences | 01 | First Floor | 1044 | 99939 | Unusable Spaces | 99939 | Unusable Spaces | 22.68 | Lift Lobby - East | 8 | Non Useable Floor Area Space Group | 805 | Non-usable - Circulation space |  | Excellent | 0.00 | NO
West End Health Precinct_WE02-AHMS - Adelaide Health and Medical Sciences_First Floor_1046 _ East Edgescape | WE-WE02-01-1046 | WE02-01-1046-East Edgescape | West End Health Precinct | WE | WE02 | AHMS - Adelaide Health and Medical Sciences | 01 | First Floor | 1046 | 99939 | Unusable Spaces | 99939 | Unusable Spaces | 17.56 | East Edgescape | 6 | General Facility Space Group | 604 | General Facility - Common Room General Access |  | Excellent | 4,902.75 | NO
West End Health Precinct_WE02-AHMS - Adelaide Health and Medical Sciences_First Floor_1050 _ Circ. - North | WE-WE02-01-1050 | WE02-01-1050-Circ. - North | West End Health Precinct | WE | WE02 | AHMS - Adelaide Health and Medical Sciences | 01 | First Floor | 1050 | 99939 | Unusable Spaces | 99939 | Unusable Spaces | 89.31 | Circ. - North | 8 | Non Useable Floor Area Space Group | 805 | Non-usable - Circulation space |  | Excellent | 0.00 | NO
West End Health Precinct_WE02-AHMS - Adelaide Health and Medical Sciences_First Floor_1050A _ Seating | WE-WE02-01-1050A | WE02-01-1050A-Seating | West End Health Precinct | WE | WE02 | AHMS - Adelaide Health and Medical Sciences | 01 | First Floor | 1050A | 99956 | Faculty of Health & Medical Sciences - Shared Space | 340 | Health & Medical Sciences Faculty Office | 59.82 | Seating | 5 | Library, IT and Learning Space Group | 517 | Informal Learning | INFORMAL-PRIM-S | Excellent | 16,701.75 | NO
West End Health Precinct_WE02-AHMS - Adelaide Health and Medical Sciences_First Floor_1050B _ VSR | WE-WE02-01-1050B | WE02-01-1050B-VSR | West End Health Precinct | WE | WE02 | AHMS - Adelaide Health and Medical Sciences | 01 | First Floor | 1050B | 99939 | Unusable Spaces | 99939 | Unusable Spaces | 1.14 | VSR | 8 | Non Useable Floor Area Space Group | 840 | Non-usable - Service riser |  | Excellent | 0.00 | NO
West End Health Precinct_WE02-AHMS - Adelaide Health and Medical Sciences_First Floor_1051 _ Circ. - West | WE-WE02-01-1051 | WE02-01-1051-Circ. - West | West End Health Precinct | WE | WE02 | AHMS - Adelaide Health and Medical Sciences | 01 | First Floor | 1051 | 99939 | Unusable Spaces | 99939 | Unusable Spaces | 47.2 | Circ. - West | 8 | Non Useable Floor Area Space Group | 805 | Non-usable - Circulation space |  | Excellent | 0.00 | NO
West End Health Precinct_WE02-AHMS - Adelaide Health and Medical Sciences_First Floor_1051A _ Seating | WE-WE02-01-1051A | WE02-01-1051A-Seating | West End Health Precinct | WE | WE02 | AHMS - Adelaide Health and Medical Sciences | 01 | First Floor | 1051A | 99956 | Faculty of Health & Medical Sciences - Shared Space | 340 | Health & Medical Sciences Faculty Office | 19.81 | Seating | 5 | Library, IT and Learning Space Group | 517 | Informal Learning | INFORMAL-PRIM-S | Excellent | 5,530.95 | NO
West End Health Precinct_WE02-AHMS - Adelaide Health and Medical Sciences_First Floor_1052 _ FHR | WE-WE02-01-1052 | WE02-01-1052-FHR | West End Health Precinct | WE | WE02 | AHMS - Adelaide Health and Medical Sciences | 01 | First Floor | 1052 | 99939 | Unusable Spaces | 99939 | Unusable Spaces | 0.35 | FHR | 8 | Non Useable Floor Area Space Group | 840 | Non-usable - Service riser |  | Excellent | 0.00 | NO
West End Health Precinct_WE02-AHMS - Adelaide Health and Medical Sciences_First Floor_1052A _ VSR | WE-WE02-01-1052A | WE02-01-1052A-VSR | West End Health Precinct | WE | WE02 | AHMS - Adelaide Health and Medical Sciences | 01 | First Floor | 1052A | 99939 | Unusable Spaces | 99939 | Unusable Spaces | 0.11 | VSR | 8 | Non Useable Floor Area Space Group | 840 | Non-usable - Service riser |  | Excellent | 0.00 | NO
West End Health Precinct_WE02-AHMS - Adelaide Health and Medical Sciences_First Floor_1053 _ Elec | WE-WE02-01-1053 | WE02-01-1053-Elec | West End Health Precinct | WE | WE02 | AHMS - Adelaide Health and Medical Sciences | 01 | First Floor | 1053 | 99939 | Unusable Spaces | 99939 | Unusable Spaces | 2.17 | Elec | 8 | Non Useable Floor Area Space Group | 840 | Non-usable - Service riser |  | Excellent | 0.00 | NO
West End Health Precinct_WE02-AHMS - Adelaide Health and Medical Sciences_First Floor_1053A _ VSR | WE-WE02-01-1053A | WE02-01-1053A-VSR | West End Health Precinct | WE | WE02 | AHMS - Adelaide Health and Medical Sciences | 01 | First Floor | 1053A | 99939 | Unusable Spaces | 99939 | Unusable Spaces | 0.91 | VSR | 8 | Non Useable Floor Area Space Group | 840 | Non-usable - Service riser |  | Excellent | 0.00 | NO
West End Health Precinct_WE02-AHMS - Adelaide Health and Medical Sciences_First Floor_1055 _ Study Booth | WE-WE02-01-1055 | WE02-01-1055-Study Booth | West End Health Precinct | WE | WE02 | AHMS - Adelaide Health and Medical Sciences | 01 | First Floor | 1055 | 99956 | Faculty of Health & Medical Sciences - Shared Space | 340 | Health & Medical Sciences Faculty Office | 12.66 | Study Booth | 5 | Library, IT and Learning Space Group | 517 | Informal Learning | INFORMAL-PRIM-S | Excellent | 3,534.67 | NO
West End Health Precinct_WE02-AHMS - Adelaide Health and Medical Sciences_First Floor_1056 _ VSR | WE-WE02-01-1056 | WE02-01-1056-VSR | West End Health Precinct | WE | WE02 | AHMS - Adelaide Health and Medical Sciences | 01 | First Floor | 1056 | 99939 | Unusable Spaces | 99939 | Unusable Spaces | 2.36 | VSR | 8 | Non Useable Floor Area Space Group | 840 | Non-usable - Service riser |  | Excellent | 0.00 | NO
West End Health Precinct_WE02-AHMS - Adelaide Health and Medical Sciences_First Floor_1057 _ Comms | WE-WE02-01-1057 | WE02-01-1057-Comms | West End Health Precinct | WE | WE02 | AHMS - Adelaide Health and Medical Sciences | 01 | First Floor | 1057 | 99939 | Unusable Spaces | 99939 | Unusable Spaces | 25.27 | Comms | 8 | Non Useable Floor Area Space Group | 812 | Non-usable - Comms/network system/Telephone/PABX |  | Excellent | 0.00 | NO
West End Health Precinct_WE02-AHMS - Adelaide Health and Medical Sciences_First Floor_1059A _ Lecture Theatre A | WE-WE02-01-1059A | WE02-01-1059A-Lecture Theatre A | West End Health Precinct | WE | WE02 | AHMS - Adelaide Health and Medical Sciences | 01 | First Floor | 1059A | 99998 | Central Common Teaching Areas (In Use) | 952 | Corporate Services Division Admin | 189.6 | Lecture Theatre A | 2 | Teaching Space Group | 202 | Lecture Theatre (> 100 seats) |  | Excellent | 57,662.78 | NO
West End Health Precinct_WE02-AHMS - Adelaide Health and Medical Sciences_First Floor_1059B _ Lecture Theatre B | WE-WE02-01-1059B | WE02-01-1059B-Lecture Theatre B | West End Health Precinct | WE | WE02 | AHMS - Adelaide Health and Medical Sciences | 01 | First Floor | 1059B | 99998 | Central Common Teaching Areas (In Use) | 952 | Corporate Services Division Admin | 195.11 | Lecture Theatre B | 2 | Teaching Space Group | 202 | Lecture Theatre (> 100 seats) |  | Excellent | 59,338.53 | NO
West End Health Precinct_WE02-AHMS - Adelaide Health and Medical Sciences_First Floor_1060 _ Bridge | WE-WE02-01-1060 | WE02-01-1060-Bridge | West End Health Precinct | WE | WE02 | AHMS - Adelaide Health and Medical Sciences | 01 | First Floor | 1060 | 99939 | Unusable Spaces | 99939 | Unusable Spaces | 31.09 | Bridge | 8 | Non Useable Floor Area Space Group | 805 | Non-usable - Circulation space |  | Excellent | 0.00 | NO
West End Health Precinct_WE02-AHMS - Adelaide Health and Medical Sciences_First Floor_1061 _ 80 Interactive Group | WE-WE02-01-1061 | WE02-01-1061-80 Interactive Group | West End Health Precinct | WE | WE02 | AHMS - Adelaide Health and Medical Sciences | 01 | First Floor | 1061 | 99956 | Faculty of Health & Medical Sciences - Shared Space | 340 | Health & Medical Sciences Faculty Office | 51.52 | 80 Interactive Group | 2 | Teaching Space Group | 215 | Problem Based Learning Room |  | Excellent | 15,668.71 | NO
West End Health Precinct_WE02-AHMS - Adelaide Health and Medical Sciences_First Floor_1061A _ 80 Interactive Group Room 1 | WE-WE02-01-1061A | WE02-01-1061A-80 Interactive Group Room 1 | West End Health Precinct | WE | WE02 | AHMS - Adelaide Health and Medical Sciences | 01 | First Floor | 1061A | 99956 | Faculty of Health & Medical Sciences - Shared Space | 340 | Health & Medical Sciences Faculty Office | 19.54 | 80 Interactive Group Room 1 | 2 | Teaching Space Group | 215 | Problem Based Learning Room |  | Excellent | 5,942.67 | NO
West End Health Precinct_WE02-AHMS - Adelaide Health and Medical Sciences_First Floor_1061B _ 80 Interactive Group Room 2 | WE-WE02-01-1061B | WE02-01-1061B-80 Interactive Group Room 2 | West End Health Precinct | WE | WE02 | AHMS - Adelaide Health and Medical Sciences | 01 | First Floor | 1061B | 99956 | Faculty of Health & Medical Sciences - Shared Space | 340 | Health & Medical Sciences Faculty Office | 18.46 | 80 Interactive Group Room 2 | 2 | Teaching Space Group | 215 | Problem Based Learning Room |  | Excellent | 5,614.21 | NO
West End Health Precinct_WE02-AHMS - Adelaide Health and Medical Sciences_First Floor_1061C _ 80 Interactive Group Room 3 | WE-WE02-01-1061C | WE02-01-1061C-80 Interactive Group Room 3 | West End Health Precinct | WE | WE02 | AHMS - Adelaide Health and Medical Sciences | 01 | First Floor | 1061C | 99956 | Faculty of Health & Medical Sciences - Shared Space | 340 | Health & Medical Sciences Faculty Office | 19.08 | 80 Interactive Group Room 3 | 2 | Teaching Space Group | 215 | Problem Based Learning Room |  | Excellent | 5,802.77 | NO
West End Health Precinct_WE02-AHMS - Adelaide Health and Medical Sciences_First Floor_1061D _ 80 Interactive Group Room 4 | WE-WE02-01-1061D | WE02-01-1061D-80 Interactive Group Room 4 | West End Health Precinct | WE | WE02 | AHMS - Adelaide Health and Medical Sciences | 01 | First Floor | 1061D | 99956 | Faculty of Health & Medical Sciences - Shared Space | 340 | Health & Medical Sciences Faculty Office | 21.38 | 80 Interactive Group Room 4 | 2 | Teaching Space Group | 215 | Problem Based Learning Room |  | Excellent | 6,502.27 | NO
West End Health Precinct_WE02-AHMS - Adelaide Health and Medical Sciences_First Floor_1061E _ 80 Interactive Group Room 5 | WE-WE02-01-1061E | WE02-01-1061E-80 Interactive Group Room 5 | West End Health Precinct | WE | WE02 | AHMS - Adelaide Health and Medical Sciences | 01 | First Floor | 1061E | 99956 | Faculty of Health & Medical Sciences - Shared Space | 340 | Health & Medical Sciences Faculty Office | 21.12 | 80 Interactive Group Room 5 | 2 | Teaching Space Group | 215 | Problem Based Learning Room |  | Excellent | 6,423.20 | NO
West End Health Precinct_WE02-AHMS - Adelaide Health and Medical Sciences_First Floor_1061F _ 80 Interactive Group Room 6 | WE-WE02-01-1061F | WE02-01-1061F-80 Interactive Group Room 6 | West End Health Precinct | WE | WE02 | AHMS - Adelaide Health and Medical Sciences | 01 | First Floor | 1061F | 99956 | Faculty of Health & Medical Sciences - Shared Space | 340 | Health & Medical Sciences Faculty Office | 18.38 | 80 Interactive Group Room 6 | 2 | Teaching Space Group | 215 | Problem Based Learning Room |  | Excellent | 5,589.88 | NO
West End Health Precinct_WE02-AHMS - Adelaide Health and Medical Sciences_First Floor_1061G _ 80 Interactive Group Room 7 | WE-WE02-01-1061G | WE02-01-1061G-80 Interactive Group Room 7 | West End Health Precinct | WE | WE02 | AHMS - Adelaide Health and Medical Sciences | 01 | First Floor | 1061G | 99956 | Faculty of Health & Medical Sciences - Shared Space | 340 | Health & Medical Sciences Faculty Office | 20.4 | 80 Interactive Group Room 7 | 2 | Teaching Space Group | 215 | Problem Based Learning Room |  | Excellent | 6,204.22 | NO
West End Health Precinct_WE02-AHMS - Adelaide Health and Medical Sciences_First Floor_1061H _ 80 Interactive Group Room 8 | WE-WE02-01-1061H | WE02-01-1061H-80 Interactive Group Room 8 | West End Health Precinct | WE | WE02 | AHMS - Adelaide Health and Medical Sciences | 01 | First Floor | 1061H | 99956 | Faculty of Health & Medical Sciences - Shared Space | 340 | Health & Medical Sciences Faculty Office | 20.19 | 80 Interactive Group Room 8 | 2 | Teaching Space Group | 215 | Problem Based Learning Room |  | Excellent | 6,140.36 | NO
West End Health Precinct_WE02-AHMS - Adelaide Health and Medical Sciences_First Floor_1062 _ Utility | WE-WE02-01-1062 | WE02-01-1062-Utility | West End Health Precinct | WE | WE02 | AHMS - Adelaide Health and Medical Sciences | 01 | First Floor | 1062 | 99956 | Faculty of Health & Medical Sciences - Shared Space | 340 | Health & Medical Sciences Faculty Office | 4.57 | Utility | 6 | General Facility Space Group | 603 | General Facility - Resource room |  | Excellent | 1,275.94 | NO
West End Health Precinct_WE02-AHMS - Adelaide Health and Medical Sciences_First Floor_1063 _ Circ. - South | WE-WE02-01-1063 | WE02-01-1063-Circ. - South | West End Health Precinct | WE | WE02 | AHMS - Adelaide Health and Medical Sciences | 01 | First Floor | 1063 | 99939 | Unusable Spaces | 99939 | Unusable Spaces | 139.04 | Circ. - South | 8 | Non Useable Floor Area Space Group | 805 | Non-usable - Circulation space |  | Excellent | 0.00 | NO
West End Health Precinct_WE02-AHMS - Adelaide Health and Medical Sciences_First Floor_1063A _ AV | WE-WE02-01-1063A | WE02-01-1063A-AV | West End Health Precinct | WE | WE02 | AHMS - Adelaide Health and Medical Sciences | 01 | First Floor | 1063A | 99939 | Unusable Spaces | 99939 | Unusable Spaces | 2.09 | AV | 8 | Non Useable Floor Area Space Group | 840 | Non-usable - Service riser |  | Excellent | 0.00 | NO
West End Health Precinct_WE02-AHMS - Adelaide Health and Medical Sciences_First Floor_1063B _ Seating | WE-WE02-01-1063B | WE02-01-1063B-Seating | West End Health Precinct | WE | WE02 | AHMS - Adelaide Health and Medical Sciences | 01 | First Floor | 1063B | 99956 | Faculty of Health & Medical Sciences - Shared Space | 340 | Health & Medical Sciences Faculty Office | 4.17 | Seating | 5 | Library, IT and Learning Space Group | 517 | Informal Learning | INFORMAL-PRIM-S | Excellent | 1,164.26 | NO
West End Health Precinct_WE02-AHMS - Adelaide Health and Medical Sciences_First Floor_1063C _ Seating | WE-WE02-01-1063C | WE02-01-1063C-Seating | West End Health Precinct | WE | WE02 | AHMS - Adelaide Health and Medical Sciences | 01 | First Floor | 1063C | 99956 | Faculty of Health & Medical Sciences - Shared Space | 340 | Health & Medical Sciences Faculty Office | 20.32 | Seating | 5 | Library, IT and Learning Space Group | 517 | Informal Learning | INFORMAL-PRIM-S | Excellent | 5,673.34 | NO
West End Health Precinct_WE02-AHMS - Adelaide Health and Medical Sciences_First Floor_1063D _ Seating | WE-WE02-01-1063D | WE02-01-1063D-Seating | West End Health Precinct | WE | WE02 | AHMS - Adelaide Health and Medical Sciences | 01 | First Floor | 1063D | 99956 | Faculty of Health & Medical Sciences - Shared Space | 340 | Health & Medical Sciences Faculty Office | 7.78 | Seating | 5 | Library, IT and Learning Space Group | 517 | Informal Learning | INFORMAL-PRIM-S | Excellent | 2,172.18 | NO
West End Health Precinct_WE02-AHMS - Adelaide Health and Medical Sciences_First Floor_1063E _ Seating | WE-WE02-01-1063E | WE02-01-1063E-Seating | West End Health Precinct | WE | WE02 | AHMS - Adelaide Health and Medical Sciences | 01 | First Floor | 1063E | 99956 | Faculty of Health & Medical Sciences - Shared Space | 340 | Health & Medical Sciences Faculty Office | 5.99 | Seating | 5 | Library, IT and Learning Space Group | 517 | Informal Learning | INFORMAL-PRIM-S | Excellent | 1,672.41 | NO
West End Health Precinct_WE02-AHMS - Adelaide Health and Medical Sciences_First Floor_1063F _ Seating | WE-WE02-01-1063F | WE02-01-1063F-Seating | West End Health Precinct | WE | WE02 | AHMS - Adelaide Health and Medical Sciences | 01 | First Floor | 1063F | 99956 | Faculty of Health & Medical Sciences - Shared Space | 340 | Health & Medical Sciences Faculty Office | 4.16 | Seating | 5 | Library, IT and Learning Space Group | 517 | Informal Learning | INFORMAL-PRIM-S | Excellent | 1,161.47 | NO
West End Health Precinct_WE02-AHMS - Adelaide Health and Medical Sciences_First Floor_1064 _ Escalators | WE-WE02-01-1064 | WE02-01-1064-Escalators | West End Health Precinct | WE | WE02 | AHMS - Adelaide Health and Medical Sciences | 01 | First Floor | 1064 | 99939 | Unusable Spaces | 99939 | Unusable Spaces | 50.87 | Escalators | 8 | Non Useable Floor Area Space Group | 805 | Non-usable - Circulation space |  | Excellent | 0.00 | NO
West End Health Precinct_WE02-AHMS - Adelaide Health and Medical Sciences_First Floor_1065 _ Riser | WE-WE02-01-1065 | WE02-01-1065-Riser | West End Health Precinct | WE | WE02 | AHMS - Adelaide Health and Medical Sciences | 01 | First Floor | 1065 | 99939 | Unusable Spaces | 99939 | Unusable Spaces | 1.2 | Riser | 8 | Non Useable Floor Area Space Group | 840 | Non-usable - Service riser |  | Excellent | 0.00 | NO
West End Health Precinct_WE02-AHMS - Adelaide Health and Medical Sciences_First Floor_1066 _ 80 Interactive Store | WE-WE02-01-1066 | WE02-01-1066-80 Interactive Store | West End Health Precinct | WE | WE02 | AHMS - Adelaide Health and Medical Sciences | 01 | First Floor | 1066 | 99956 | Faculty of Health & Medical Sciences - Shared Space | 340 | Health & Medical Sciences Faculty Office | 60.19 | 80 Interactive Store | 4 | Ancillary Area Space Group | 419 | Ancillary Area - Store Room - Generic |  | Excellent | 13,203.97 | NO
West End Health Precinct_WE02-AHMS - Adelaide Health and Medical Sciences_First Floor_1067 _ Elec | WE-WE02-01-1067 | WE02-01-1067-Elec | West End Health Precinct | WE | WE02 | AHMS - Adelaide Health and Medical Sciences | 01 | First Floor | 1067 | 99939 | Unusable Spaces | 99939 | Unusable Spaces | 1.92 | Elec | 8 | Non Useable Floor Area Space Group | 840 | Non-usable - Service riser |  | Excellent | 0.00 | NO
West End Health Precinct_WE02-AHMS - Adelaide Health and Medical Sciences_First Floor_1068 _ Seminar (30P) | WE-WE02-01-1068 | WE02-01-1068-Seminar (30P) | West End Health Precinct | WE | WE02 | AHMS - Adelaide Health and Medical Sciences | 01 | First Floor | 1068 | 99998 | Central Common Teaching Areas (In Use) | 952 | Corporate Services Division Admin | 56.59 | Seminar (30P) | 2 | Teaching Space Group | 206 | Lecture/Seminar/Tutorial/Class Room (<30) Flat Floor |  | Excellent | 17,210.64 | NO
West End Health Precinct_WE02-AHMS - Adelaide Health and Medical Sciences_First Floor_1069 _ FHR | WE-WE02-01-1069 | WE02-01-1069-FHR | West End Health Precinct | WE | WE02 | AHMS - Adelaide Health and Medical Sciences | 01 | First Floor | 1069 | 99939 | Unusable Spaces | 99939 | Unusable Spaces | 0.37 | FHR | 8 | Non Useable Floor Area Space Group | 840 | Non-usable - Service riser |  | Excellent | 0.00 | NO
West End Health Precinct_WE02-AHMS - Adelaide Health and Medical Sciences_Second Floor_2001 _ West Edgescape | WE-WE02-02-2001 | WE02-02-2001-West Edgescape | West End Health Precinct | WE | WE02 | AHMS - Adelaide Health and Medical Sciences | 02 | Second Floor | 2001 | 99939 | Unusable Spaces | 99939 | Unusable Spaces | 48.92 | West Edgescape | 6 | General Facility Space Group | 604 | General Facility - Common Room General Access |  | Excellent | 13,658.47 | NO
West End Health Precinct_WE02-AHMS - Adelaide Health and Medical Sciences_Second Floor_2002 _ Plantroom - West | WE-WE02-02-2002 | WE02-02-2002-Plantroom - West | West End Health Precinct | WE | WE02 | AHMS - Adelaide Health and Medical Sciences | 02 | Second Floor | 2002 | 99939 | Unusable Spaces | 99939 | Unusable Spaces | 51.91 | Plantroom - West | 8 | Non Useable Floor Area Space Group | 810 | Non-usable - Mechanical plant room |  | Excellent | 0.00 | NO
West End Health Precinct_WE02-AHMS - Adelaide Health and Medical Sciences_Second Floor_2003 _ A/L | WE-WE02-02-2003 | WE02-02-2003-A/L | West End Health Precinct | WE | WE02 | AHMS - Adelaide Health and Medical Sciences | 02 | Second Floor | 2003 | 99939 | Unusable Spaces | 99939 | Unusable Spaces | 12.76 | A/L | 8 | Non Useable Floor Area Space Group | 805 | Non-usable - Circulation space |  | Excellent | 0.00 | NO
West End Health Precinct_WE02-AHMS - Adelaide Health and Medical Sciences_Second Floor_2007 _ Lift Lobby - West | WE-WE02-02-2007 | WE02-02-2007-Lift Lobby - West | West End Health Precinct | WE | WE02 | AHMS - Adelaide Health and Medical Sciences | 02 | Second Floor | 2007 | 99939 | Unusable Spaces | 99939 | Unusable Spaces | 27.44 | Lift Lobby - West | 8 | Non Useable Floor Area Space Group | 805 | Non-usable - Circulation space |  | Excellent | 0.00 | NO
West End Health Precinct_WE02-AHMS - Adelaide Health and Medical Sciences_Second Floor_2008 _ VSR | WE-WE02-02-2008 | WE02-02-2008-VSR | West End Health Precinct | WE | WE02 | AHMS - Adelaide Health and Medical Sciences | 02 | Second Floor | 2008 | 99939 | Unusable Spaces | 99939 | Unusable Spaces | 4.88 | VSR | 8 | Non Useable Floor Area Space Group | 840 | Non-usable - Service riser |  | Excellent | 0.00 | NO
West End Health Precinct_WE02-AHMS - Adelaide Health and Medical Sciences_Second Floor_2012 _ Hyd | WE-WE02-02-2012 | WE02-02-2012-Hyd | West End Health Precinct | WE | WE02 | AHMS - Adelaide Health and Medical Sciences | 02 | Second Floor | 2012 | 99939 | Unusable Spaces | 99939 | Unusable Spaces | 3.5 | Hyd | 8 | Non Useable Floor Area Space Group | 840 | Non-usable - Service riser |  | Excellent | 0.00 | NO
West End Health Precinct_WE02-AHMS - Adelaide Health and Medical Sciences_Second Floor_2013 _ WC - F 1 | WE-WE02-02-2013 | WE02-02-2013-WC - F 1 | West End Health Precinct | WE | WE02 | AHMS - Adelaide Health and Medical Sciences | 02 | Second Floor | 2013 | 99939 | Unusable Spaces | 99939 | Unusable Spaces | 18.18 | WC - F 1 | 8 | Non Useable Floor Area Space Group | 820 | Non-usable - Toilets/Amenities - Female |  | Excellent | 0.00 | NO
West End Health Precinct_WE02-AHMS - Adelaide Health and Medical Sciences_Second Floor_2014 _ WC - Access | WE-WE02-02-2014 | WE02-02-2014-WC - Access | West End Health Precinct | WE | WE02 | AHMS - Adelaide Health and Medical Sciences | 02 | Second Floor | 2014 | 99939 | Unusable Spaces | 99939 | Unusable Spaces | 5.27 | WC - Access | 8 | Non Useable Floor Area Space Group | 818 | Non-usable - Toilets/Amenities - Unisex Accessible |  | Excellent | 0.00 | NO
West End Health Precinct_WE02-AHMS - Adelaide Health and Medical Sciences_Second Floor_2014A _ VSR | WE-WE02-02-2014A | WE02-02-2014A-VSR | West End Health Precinct | WE | WE02 | AHMS - Adelaide Health and Medical Sciences | 02 | Second Floor | 2014A | 99939 | Unusable Spaces | 99939 | Unusable Spaces | 0.58 | VSR | 8 | Non Useable Floor Area Space Group | 840 | Non-usable - Service riser |  | Excellent | 0.00 | NO
West End Health Precinct_WE02-AHMS - Adelaide Health and Medical Sciences_Second Floor_2015 _ A/L - F 1 | WE-WE02-02-2015 | WE02-02-2015-A/L - F 1 | West End Health Precinct | WE | WE02 | AHMS - Adelaide Health and Medical Sciences | 02 | Second Floor | 2015 | 99939 | Unusable Spaces | 99939 | Unusable Spaces | 2.21 | A/L - F 1 | 8 | Non Useable Floor Area Space Group | 820 | Non-usable - Toilets/Amenities - Female |  | Excellent | 0.00 | NO
West End Health Precinct_WE02-AHMS - Adelaide Health and Medical Sciences_Second Floor_2016 _ Circ. | WE-WE02-02-2016 | WE02-02-2016-Circ. | West End Health Precinct | WE | WE02 | AHMS - Adelaide Health and Medical Sciences | 02 | Second Floor | 2016 | 99939 | Unusable Spaces | 99939 | Unusable Spaces | 11.54 | Circ. | 8 | Non Useable Floor Area Space Group | 805 | Non-usable - Circulation space |  | Excellent | 0.00 | NO
West End Health Precinct_WE02-AHMS - Adelaide Health and Medical Sciences_Second Floor_2017 _ Elec | WE-WE02-02-2017 | WE02-02-2017-Elec | West End Health Precinct | WE | WE02 | AHMS - Adelaide Health and Medical Sciences | 02 | Second Floor | 2017 | 99939 | Unusable Spaces | 99939 | Unusable Spaces | 2.09 | Elec | 8 | Non Useable Floor Area Space Group | 840 | Non-usable - Service riser |  | Excellent | 0.00 | NO
West End Health Precinct_WE02-AHMS - Adelaide Health and Medical Sciences_Second Floor_2019 _ WC - M 1 | WE-WE02-02-2019 | WE02-02-2019-WC - M 1 | West End Health Precinct | WE | WE02 | AHMS - Adelaide Health and Medical Sciences | 02 | Second Floor | 2019 | 99939 | Unusable Spaces | 99939 | Unusable Spaces | 17.76 | WC - M 1 | 8 | Non Useable Floor Area Space Group | 821 | Non-usable - Toilets/Amenities - Male |  | Excellent | 0.00 | NO
West End Health Precinct_WE02-AHMS - Adelaide Health and Medical Sciences_Second Floor_2020 _ A/L - M 1 | WE-WE02-02-2020 | WE02-02-2020-A/L - M 1 | West End Health Precinct | WE | WE02 | AHMS - Adelaide Health and Medical Sciences | 02 | Second Floor | 2020 | 99939 | Unusable Spaces | 99939 | Unusable Spaces | 2.22 | A/L - M 1 | 8 | Non Useable Floor Area Space Group | 821 | Non-usable - Toilets/Amenities - Male |  | Excellent | 0.00 | NO
West End Health Precinct_WE02-AHMS - Adelaide Health and Medical Sciences_Second Floor_2021 _ Cleaner 1 | WE-WE02-02-2021 | WE02-02-2021-Cleaner 1 | West End Health Precinct | WE | WE02 | AHMS - Adelaide Health and Medical Sciences | 02 | Second Floor | 2021 | 99939 | Unusable Spaces | 99939 | Unusable Spaces | 1.75 | Cleaner 1 | 8 | Non Useable Floor Area Space Group | 806 | Non-usable - Cleaners room |  | Excellent | 0.00 | NO
West End Health Precinct_WE02-AHMS - Adelaide Health and Medical Sciences_Second Floor_2022 _ Comms | WE-WE02-02-2022 | WE02-02-2022-Comms | West End Health Precinct | WE | WE02 | AHMS - Adelaide Health and Medical Sciences | 02 | Second Floor | 2022 | 99939 | Unusable Spaces | 99939 | Unusable Spaces | 1.43 | Comms | 8 | Non Useable Floor Area Space Group | 812 | Non-usable - Comms/network system/Telephone/PABX |  | Excellent | 0.00 | NO
West End Health Precinct_WE02-AHMS - Adelaide Health and Medical Sciences_Second Floor_2023 _ VSR | WE-WE02-02-2023 | WE02-02-2023-VSR | West End Health Precinct | WE | WE02 | AHMS - Adelaide Health and Medical Sciences | 02 | Second Floor | 2023 | 99939 | Unusable Spaces | 99939 | Unusable Spaces | 0.66 | VSR | 8 | Non Useable Floor Area Space Group | 840 | Non-usable - Service riser |  | Excellent | 0.00 | NO
West End Health Precinct_WE02-AHMS - Adelaide Health and Medical Sciences_Second Floor_2024 _ VSR | WE-WE02-02-2024 | WE02-02-2024-VSR | West End Health Precinct | WE | WE02 | AHMS - Adelaide Health and Medical Sciences | 02 | Second Floor | 2024 | 99939 | Unusable Spaces | 99939 | Unusable Spaces | 1.37 | VSR | 8 | Non Useable Floor Area Space Group | 840 | Non-usable - Service riser |  | Excellent | 0.00 | NO
West End Health Precinct_WE02-AHMS - Adelaide Health and Medical Sciences_Second Floor_2025 _ Fire | WE-WE02-02-2025 | WE02-02-2025-Fire | West End Health Precinct | WE | WE02 | AHMS - Adelaide Health and Medical Sciences | 02 | Second Floor | 2025 | 99939 | Unusable Spaces | 99939 | Unusable Spaces | 0.47 | Fire | 8 | Non Useable Floor Area Space Group | 840 | Non-usable - Service riser |  | Excellent | 0.00 | NO
West End Health Precinct_WE02-AHMS - Adelaide Health and Medical Sciences_Second Floor_2026 _ FH | WE-WE02-02-2026 | WE02-02-2026-FH | West End Health Precinct | WE | WE02 | AHMS - Adelaide Health and Medical Sciences | 02 | Second Floor | 2026 | 99939 | Unusable Spaces | 99939 | Unusable Spaces | 0.48 | FH | 8 | Non Useable Floor Area Space Group | 840 | Non-usable - Service riser |  | Excellent | 0.00 | NO
West End Health Precinct_WE02-AHMS - Adelaide Health and Medical Sciences_Second Floor_2027 _ Stair - Pressurisation | WE-WE02-02-2027 | WE02-02-2027-Stair - Pressurisation | West End Health Precinct | WE | WE02 | AHMS - Adelaide Health and Medical Sciences | 02 | Second Floor | 2027 | 99939 | Unusable Spaces | 99939 | Unusable Spaces | 2.76 | Stair - Pressurisation | 8 | Non Useable Floor Area Space Group | 840 | Non-usable - Service riser |  | Excellent | 0.00 | NO
West End Health Precinct_WE02-AHMS - Adelaide Health and Medical Sciences_Second Floor_2028 _ Stair - West | WE-WE02-02-2028 | WE02-02-2028-Stair - West | West End Health Precinct | WE | WE02 | AHMS - Adelaide Health and Medical Sciences | 02 | Second Floor | 2028 | 99939 | Unusable Spaces | 99939 | Unusable Spaces | 32.49 | Stair - West | 8 | Non Useable Floor Area Space Group | 805 | Non-usable - Circulation space |  | Excellent | 0.00 | NO
West End Health Precinct_WE02-AHMS - Adelaide Health and Medical Sciences_Second Floor_2030 _ Plantroom - East | WE-WE02-02-2030 | WE02-02-2030-Plantroom - East | West End Health Precinct | WE | WE02 | AHMS - Adelaide Health and Medical Sciences | 02 | Second Floor | 2030 | 99939 | Unusable Spaces | 99939 | Unusable Spaces | 46.11 | Plantroom - East | 8 | Non Useable Floor Area Space Group | 810 | Non-usable - Mechanical plant room |  | Excellent | 0.00 | NO
West End Health Precinct_WE02-AHMS - Adelaide Health and Medical Sciences_Second Floor_2030A _ VSR | WE-WE02-02-2030A | WE02-02-2030A-VSR | West End Health Precinct | WE | WE02 | AHMS - Adelaide Health and Medical Sciences | 02 | Second Floor | 2030A | 99939 | Unusable Spaces | 99939 | Unusable Spaces | 0.56 | VSR | 8 | Non Useable Floor Area Space Group | 840 | Non-usable - Service riser |  | Excellent | 0.00 | NO
West End Health Precinct_WE02-AHMS - Adelaide Health and Medical Sciences_Second Floor_2031 _ Gas | WE-WE02-02-2031 | WE02-02-2031-Gas | West End Health Precinct | WE | WE02 | AHMS - Adelaide Health and Medical Sciences | 02 | Second Floor | 2031 | 99939 | Unusable Spaces | 99939 | Unusable Spaces | 0.93 | Gas | 8 | Non Useable Floor Area Space Group | 840 | Non-usable - Service riser |  | Excellent | 0.00 | NO
West End Health Precinct_WE02-AHMS - Adelaide Health and Medical Sciences_Second Floor_2032 _ Comms | WE-WE02-02-2032 | WE02-02-2032-Comms | West End Health Precinct | WE | WE02 | AHMS - Adelaide Health and Medical Sciences | 02 | Second Floor | 2032 | 99939 | Unusable Spaces | 99939 | Unusable Spaces | 0.56 | Comms | 8 | Non Useable Floor Area Space Group | 812 | Non-usable - Comms/network system/Telephone/PABX |  | Excellent | 0.00 | NO
West End Health Precinct_WE02-AHMS - Adelaide Health and Medical Sciences_Second Floor_2033 _ Hyd | WE-WE02-02-2033 | WE02-02-2033-Hyd | West End Health Precinct | WE | WE02 | AHMS - Adelaide Health and Medical Sciences | 02 | Second Floor | 2033 | 99939 | Unusable Spaces | 99939 | Unusable Spaces | 0.39 | Hyd | 8 | Non Useable Floor Area Space Group | 840 | Non-usable - Service riser |  | Excellent | 0.00 | NO
West End Health Precinct_WE02-AHMS - Adelaide Health and Medical Sciences_Second Floor_2034 _ FH | WE-WE02-02-2034 | WE02-02-2034-FH | West End Health Precinct | WE | WE02 | AHMS - Adelaide Health and Medical Sciences | 02 | Second Floor | 2034 | 99939 | Unusable Spaces | 99939 | Unusable Spaces | 0.37 | FH | 8 | Non Useable Floor Area Space Group | 840 | Non-usable - Service riser |  | Excellent | 0.00 | NO
West End Health Precinct_WE02-AHMS - Adelaide Health and Medical Sciences_Second Floor_2035 _ Elec | WE-WE02-02-2035 | WE02-02-2035-Elec | West End Health Precinct | WE | WE02 | AHMS - Adelaide Health and Medical Sciences | 02 | Second Floor | 2035 | 99939 | Unusable Spaces | 99939 | Unusable Spaces | 2.86 | Elec | 8 | Non Useable Floor Area Space Group | 840 | Non-usable - Service riser |  | Excellent | 0.00 | NO
West End Health Precinct_WE02-AHMS - Adelaide Health and Medical Sciences_Second Floor_2036 _ Stair - East | WE-WE02-02-2036 | WE02-02-2036-Stair - East | West End Health Precinct | WE | WE02 | AHMS - Adelaide Health and Medical Sciences | 02 | Second Floor | 2036 | 99939 | Unusable Spaces | 99939 | Unusable Spaces | 50.28 | Stair - East | 8 | Non Useable Floor Area Space Group | 805 | Non-usable - Circulation space |  | Excellent | 0.00 | NO
West End Health Precinct_WE02-AHMS - Adelaide Health and Medical Sciences_Second Floor_2037 _ Stair - Pressurisation | WE-WE02-02-2037 | WE02-02-2037-Stair - Pressurisation | West End Health Precinct | WE | WE02 | AHMS - Adelaide Health and Medical Sciences | 02 | Second Floor | 2037 | 99939 | Unusable Spaces | 99939 | Unusable Spaces | 2.02 | Stair - Pressurisation | 8 | Non Useable Floor Area Space Group | 840 | Non-usable - Service riser |  | Excellent | 0.00 | NO
West End Health Precinct_WE02-AHMS - Adelaide Health and Medical Sciences_Second Floor_2037A _ VSR | WE-WE02-02-2037A | WE02-02-2037A-VSR | West End Health Precinct | WE | WE02 | AHMS - Adelaide Health and Medical Sciences | 02 | Second Floor | 2037A | 99939 | Unusable Spaces | 99939 | Unusable Spaces | 0.42 | VSR | 8 | Non Useable Floor Area Space Group | 840 | Non-usable - Service riser |  | Excellent | 0.00 | NO
West End Health Precinct_WE02-AHMS - Adelaide Health and Medical Sciences_Second Floor_2038 _ A/L - F 2 | WE-WE02-02-2038 | WE02-02-2038-A/L - F 2 | West End Health Precinct | WE | WE02 | AHMS - Adelaide Health and Medical Sciences | 02 | Second Floor | 2038 | 99939 | Unusable Spaces | 99939 | Unusable Spaces | 7.26 | A/L - F 2 | 8 | Non Useable Floor Area Space Group | 820 | Non-usable - Toilets/Amenities - Female |  | Excellent | 0.00 | NO
West End Health Precinct_WE02-AHMS - Adelaide Health and Medical Sciences_Second Floor_2039 _ WC - F 2 | WE-WE02-02-2039 | WE02-02-2039-WC - F 2 | West End Health Precinct | WE | WE02 | AHMS - Adelaide Health and Medical Sciences | 02 | Second Floor | 2039 | 99939 | Unusable Spaces | 99939 | Unusable Spaces | 11.27 | WC - F 2 | 8 | Non Useable Floor Area Space Group | 820 | Non-usable - Toilets/Amenities - Female |  | Excellent | 0.00 | NO
West End Health Precinct_WE02-AHMS - Adelaide Health and Medical Sciences_Second Floor_2040A _ VSR | WE-WE02-02-2040A | WE02-02-2040A-VSR | West End Health Precinct | WE | WE02 | AHMS - Adelaide Health and Medical Sciences | 02 | Second Floor | 2040A | 99939 | Unusable Spaces | 99939 | Unusable Spaces | 0.48 | VSR | 8 | Non Useable Floor Area Space Group | 840 | Non-usable - Service riser |  | Excellent | 0.00 | NO
West End Health Precinct_WE02-AHMS - Adelaide Health and Medical Sciences_Second Floor_2041 _ WC - M 2 | WE-WE02-02-2041 | WE02-02-2041-WC - M 2 | West End Health Precinct | WE | WE02 | AHMS - Adelaide Health and Medical Sciences | 02 | Second Floor | 2041 | 99939 | Unusable Spaces | 99939 | Unusable Spaces | 11.23 | WC - M 2 | 8 | Non Useable Floor Area Space Group | 821 | Non-usable - Toilets/Amenities - Male |  | Excellent | 0.00 | NO
West End Health Precinct_WE02-AHMS - Adelaide Health and Medical Sciences_Second Floor_2041A _ VSR | WE-WE02-02-2041A | WE02-02-2041A-VSR | West End Health Precinct | WE | WE02 | AHMS - Adelaide Health and Medical Sciences | 02 | Second Floor | 2041A | 99939 | Unusable Spaces | 99939 | Unusable Spaces | 1.02 | VSR | 8 | Non Useable Floor Area Space Group | 840 | Non-usable - Service riser |  | Excellent | 0.00 | NO
West End Health Precinct_WE02-AHMS - Adelaide Health and Medical Sciences_Second Floor_2042 _ A/L - M 2 | WE-WE02-02-2042 | WE02-02-2042-A/L - M 2 | West End Health Precinct | WE | WE02 | AHMS - Adelaide Health and Medical Sciences | 02 | Second Floor | 2042 | 99939 | Unusable Spaces | 99939 | Unusable Spaces | 5.87 | A/L - M 2 | 8 | Non Useable Floor Area Space Group | 821 | Non-usable - Toilets/Amenities - Male |  | Excellent | 0.00 | NO
West End Health Precinct_WE02-AHMS - Adelaide Health and Medical Sciences_Second Floor_2042A _ VSR | WE-WE02-02-2042A | WE02-02-2042A-VSR | West End Health Precinct | WE | WE02 | AHMS - Adelaide Health and Medical Sciences | 02 | Second Floor | 2042A | 99939 | Unusable Spaces | 99939 | Unusable Spaces | 2.56 | VSR | 8 | Non Useable Floor Area Space Group | 840 | Non-usable - Service riser |  | Excellent | 0.00 | NO
West End Health Precinct_WE02-AHMS - Adelaide Health and Medical Sciences_Second Floor_2043 _ Cleaner 2 | WE-WE02-02-2043 | WE02-02-2043-Cleaner 2 | West End Health Precinct | WE | WE02 | AHMS - Adelaide Health and Medical Sciences | 02 | Second Floor | 2043 | 99939 | Unusable Spaces | 99939 | Unusable Spaces | 1.36 | Cleaner 2 | 8 | Non Useable Floor Area Space Group | 806 | Non-usable - Cleaners room |  | Excellent | 0.00 | NO
West End Health Precinct_WE02-AHMS - Adelaide Health and Medical Sciences_Second Floor_2043A _ VSR | WE-WE02-02-2043A | WE02-02-2043A-VSR | West End Health Precinct | WE | WE02 | AHMS - Adelaide Health and Medical Sciences | 02 | Second Floor | 2043A | 99939 | Unusable Spaces | 99939 | Unusable Spaces | 0.2 | VSR | 8 | Non Useable Floor Area Space Group | 840 | Non-usable - Service riser |  | Excellent | 0.00 | NO
West End Health Precinct_WE02-AHMS - Adelaide Health and Medical Sciences_Second Floor_2044 _ Lift Lobby - East | WE-WE02-02-2044 | WE02-02-2044-Lift Lobby - East | West End Health Precinct | WE | WE02 | AHMS - Adelaide Health and Medical Sciences | 02 | Second Floor | 2044 | 99939 | Unusable Spaces | 99939 | Unusable Spaces | 22.68 | Lift Lobby - East | 8 | Non Useable Floor Area Space Group | 805 | Non-usable - Circulation space |  | Excellent | 0.00 | NO
West End Health Precinct_WE02-AHMS - Adelaide Health and Medical Sciences_Second Floor_2046 _ East Edgescape | WE-WE02-02-2046 | WE02-02-2046-East Edgescape | West End Health Precinct | WE | WE02 | AHMS - Adelaide Health and Medical Sciences | 02 | Second Floor | 2046 | 99939 | Unusable Spaces | 99939 | Unusable Spaces | 18.71 | East Edgescape | 6 | General Facility Space Group | 604 | General Facility - Common Room General Access |  | Excellent | 5,223.83 | NO
West End Health Precinct_WE02-AHMS - Adelaide Health and Medical Sciences_Second Floor_2050 _ Flex Briefing 1 | WE-WE02-02-2050 | WE02-02-2050-Flex Briefing 1 | West End Health Precinct | WE | WE02 | AHMS - Adelaide Health and Medical Sciences | 02 | Second Floor | 2050 | 340 | Health & Medical Sciences Faculty Office Administration | 340 | Health & Medical Sciences Faculty Office | 20.32 | Flex Briefing 1 | 3 | Specialist Teaching or Research Space Group | 314 | Clinical Areas Teaching Space - Undergraduate/Postgraduate |  | Excellent | 6,737.10 | NO
West End Health Precinct_WE02-AHMS - Adelaide Health and Medical Sciences_Second Floor_2051 _ Flex Briefing 2 | WE-WE02-02-2051 | WE02-02-2051-Flex Briefing 2 | West End Health Precinct | WE | WE02 | AHMS - Adelaide Health and Medical Sciences | 02 | Second Floor | 2051 | 340 | Health & Medical Sciences Faculty Office Administration | 340 | Health & Medical Sciences Faculty Office | 18.05 | Flex Briefing 2 | 3 | Specialist Teaching or Research Space Group | 314 | Clinical Areas Teaching Space - Undergraduate/Postgraduate |  | Excellent | 5,984.48 | NO
West End Health Precinct_WE02-AHMS - Adelaide Health and Medical Sciences_Second Floor_2052 _ Flex Simulation 1 | WE-WE02-02-2052 | WE02-02-2052-Flex Simulation 1 | West End Health Precinct | WE | WE02 | AHMS - Adelaide Health and Medical Sciences | 02 | Second Floor | 2052 | 340 | Health & Medical Sciences Faculty Office Administration | 340 | Health & Medical Sciences Faculty Office | 21.96 | Flex Simulation 1 | 3 | Specialist Teaching or Research Space Group | 314 | Clinical Areas Teaching Space - Undergraduate/Postgraduate |  | Excellent | 7,280.84 | NO
West End Health Precinct_WE02-AHMS - Adelaide Health and Medical Sciences_Second Floor_2053 _ Flex Simulation 2 | WE-WE02-02-2053 | WE02-02-2053-Flex Simulation 2 | West End Health Precinct | WE | WE02 | AHMS - Adelaide Health and Medical Sciences | 02 | Second Floor | 2053 | 340 | Health & Medical Sciences Faculty Office Administration | 340 | Health & Medical Sciences Faculty Office | 21.96 | Flex Simulation 2 | 3 | Specialist Teaching or Research Space Group | 314 | Clinical Areas Teaching Space - Undergraduate/Postgraduate |  | Excellent | 7,280.84 | NO
West End Health Precinct_WE02-AHMS - Adelaide Health and Medical Sciences_Second Floor_2054 _ Flex Simulation 3 | WE-WE02-02-2054 | WE02-02-2054-Flex Simulation 3 | West End Health Precinct | WE | WE02 | AHMS - Adelaide Health and Medical Sciences | 02 | Second Floor | 2054 | 340 | Health & Medical Sciences Faculty Office Administration | 340 | Health & Medical Sciences Faculty Office | 22.23 | Flex Simulation 3 | 3 | Specialist Teaching or Research Space Group | 314 | Clinical Areas Teaching Space - Undergraduate/Postgraduate |  | Excellent | 7,370.36 | NO
West End Health Precinct_WE02-AHMS - Adelaide Health and Medical Sciences_Second Floor_2055 _ Flex Simulation 4 | WE-WE02-02-2055 | WE02-02-2055-Flex Simulation 4 | West End Health Precinct | WE | WE02 | AHMS - Adelaide Health and Medical Sciences | 02 | Second Floor | 2055 | 340 | Health & Medical Sciences Faculty Office Administration | 340 | Health & Medical Sciences Faculty Office | 22.08 | Flex Simulation 4 | 3 | Specialist Teaching or Research Space Group | 314 | Clinical Areas Teaching Space - Undergraduate/Postgraduate |  | Excellent | 7,320.62 | NO
West End Health Precinct_WE02-AHMS - Adelaide Health and Medical Sciences_Second Floor_2056 _ Scrub Training | WE-WE02-02-2056 | WE02-02-2056-Scrub Training | West End Health Precinct | WE | WE02 | AHMS - Adelaide Health and Medical Sciences | 02 | Second Floor | 2056 | 340 | Health & Medical Sciences Faculty Office Administration | 340 | Health & Medical Sciences Faculty Office | 21.66 | Scrub Training | 3 | Specialist Teaching or Research Space Group | 314 | Clinical Areas Teaching Space - Undergraduate/Postgraduate |  | Excellent | 7,181.37 | NO
West End Health Precinct_WE02-AHMS - Adelaide Health and Medical Sciences_Second Floor_2056A _ Store | WE-WE02-02-2056A | WE02-02-2056A-Store | West End Health Precinct | WE | WE02 | AHMS - Adelaide Health and Medical Sciences | 02 | Second Floor | 2056A | 340 | Health & Medical Sciences Faculty Office Administration | 340 | Health & Medical Sciences Faculty Office | 1.5 | Store | 4 | Ancillary Area Space Group | 419 | Ancillary Area - Store Room - Generic |  | Excellent | 329.06 | NO
West End Health Precinct_WE02-AHMS - Adelaide Health and Medical Sciences_Second Floor_2057 _ Op. Wall Stack. 1 | WE-WE02-02-2057 | WE02-02-2057-Op. Wall Stack. 1 | West End Health Precinct | WE | WE02 | AHMS - Adelaide Health and Medical Sciences | 02 | Second Floor | 2057 | 99939 | Unusable Spaces | 99939 | Unusable Spaces | 1.82 | Op. Wall Stack. 1 | 4 | Ancillary Area Space Group | 419 | Ancillary Area - Store Room - Generic |  | Excellent | 399.26 | NO
West End Health Precinct_WE02-AHMS - Adelaide Health and Medical Sciences_Second Floor_2058 _ Control Room 1 | WE-WE02-02-2058 | WE02-02-2058-Control Room 1 | West End Health Precinct | WE | WE02 | AHMS - Adelaide Health and Medical Sciences | 02 | Second Floor | 2058 | 340 | Health & Medical Sciences Faculty Office Administration | 340 | Health & Medical Sciences Faculty Office | 6.06 | Control Room 1 | 3 | Specialist Teaching or Research Space Group | 345 | Observation/Control Room |  | Excellent | 2,009.19 | NO
West End Health Precinct_WE02-AHMS - Adelaide Health and Medical Sciences_Second Floor_2058.01 _ Workstation | WE-WE02-02-2058.01 | WE02-02-2058.01-Workstation | West End Health Precinct | WE | WE02 | AHMS - Adelaide Health and Medical Sciences | 02 | Second Floor | 2058.01 | 340 | Health & Medical Sciences Faculty Office Administration | 340 | Health & Medical Sciences Faculty Office | 2.98 | Workstation | 1 | Office Space Group | 111 | Open Plan - Specific type not defined |  | Excellent | 742.87 | NO
West End Health Precinct_WE02-AHMS - Adelaide Health and Medical Sciences_Second Floor_2058.02 _ Workstation | WE-WE02-02-2058.02 | WE02-02-2058.02-Workstation | West End Health Precinct | WE | WE02 | AHMS - Adelaide Health and Medical Sciences | 02 | Second Floor | 2058.02 | 340 | Health & Medical Sciences Faculty Office Administration | 340 | Health & Medical Sciences Faculty Office | 3.33 | Workstation | 1 | Office Space Group | 111 | Open Plan - Specific type not defined |  | Excellent | 830.12 | NO
West End Health Precinct_WE02-AHMS - Adelaide Health and Medical Sciences_Second Floor_2058.03 _ Workstation | WE-WE02-02-2058.03 | WE02-02-2058.03-Workstation | West End Health Precinct | WE | WE02 | AHMS - Adelaide Health and Medical Sciences | 02 | Second Floor | 2058.03 | 340 | Health & Medical Sciences Faculty Office Administration | 340 | Health & Medical Sciences Faculty Office | 3.33 | Workstation | 1 | Office Space Group | 111 | Open Plan - Specific type not defined |  | Excellent | 830.12 | NO
West End Health Precinct_WE02-AHMS - Adelaide Health and Medical Sciences_Second Floor_2059 _ Corr. 1 - North | WE-WE02-02-2059 | WE02-02-2059-Corr. 1 - North | West End Health Precinct | WE | WE02 | AHMS - Adelaide Health and Medical Sciences | 02 | Second Floor | 2059 | 99939 | Unusable Spaces | 99939 | Unusable Spaces | 63.44 | Corr. 1 - North | 8 | Non Useable Floor Area Space Group | 805 | Non-usable - Circulation space |  | Excellent | 0.00 | NO
West End Health Precinct_WE02-AHMS - Adelaide Health and Medical Sciences_Second Floor_2059A _ HPS Cyl. | WE-WE02-02-2059A | WE02-02-2059A-HPS Cyl. | West End Health Precinct | WE | WE02 | AHMS - Adelaide Health and Medical Sciences | 02 | Second Floor | 2059A | 99939 | Unusable Spaces | 99939 | Unusable Spaces | 0.82 | HPS Cyl. | 4 | Ancillary Area Space Group | 418 | Ancillary Area - Dangerous goods storage |  | Excellent | 179.88 | NO
West End Health Precinct_WE02-AHMS - Adelaide Health and Medical Sciences_Second Floor_2059B _ Store | WE-WE02-02-2059B | WE02-02-2059B-Store | West End Health Precinct | WE | WE02 | AHMS - Adelaide Health and Medical Sciences | 02 | Second Floor | 2059B | 340 | Health & Medical Sciences Faculty Office Administration | 340 | Health & Medical Sciences Faculty Office | 1.11 | Store | 4 | Ancillary Area Space Group | 419 | Ancillary Area - Store Room - Generic |  | Excellent | 243.50 | NO
West End Health Precinct_WE02-AHMS - Adelaide Health and Medical Sciences_Second Floor_2060 _ Hyd. Riser | WE-WE02-02-2060 | WE02-02-2060-Hyd. Riser | West End Health Precinct | WE | WE02 | AHMS - Adelaide Health and Medical Sciences | 02 | Second Floor | 2060 | 99939 | Unusable Spaces | 99939 | Unusable Spaces | 1.63 | Hyd. Riser | 8 | Non Useable Floor Area Space Group | 840 | Non-usable - Service riser |  | Excellent | 0.00 | NO
West End Health Precinct_WE02-AHMS - Adelaide Health and Medical Sciences_Second Floor_2061.01 _ Workstation | WE-WE02-02-2061.01 | WE02-02-2061.01-Workstation | West End Health Precinct | WE | WE02 | AHMS - Adelaide Health and Medical Sciences | 02 | Second Floor | 2061.01 | 99956 | Faculty of Health & Medical Sciences - Shared Space | 340 | Health & Medical Sciences Faculty Office | 4.12 | Workstation | 1 | Office Space Group | 111 | Open Plan - Specific type not defined |  | Excellent | 1,027.06 | NO
West End Health Precinct_WE02-AHMS - Adelaide Health and Medical Sciences_Second Floor_2061.02 _ Workstation | WE-WE02-02-2061.02 | WE02-02-2061.02-Workstation | West End Health Precinct | WE | WE02 | AHMS - Adelaide Health and Medical Sciences | 02 | Second Floor | 2061.02 | 99956 | Faculty of Health & Medical Sciences - Shared Space | 340 | Health & Medical Sciences Faculty Office | 3.71 | Workstation | 1 | Office Space Group | 111 | Open Plan - Specific type not defined |  | Excellent | 924.85 | NO
West End Health Precinct_WE02-AHMS - Adelaide Health and Medical Sciences_Second Floor_2062 _ Op. Wall Stack. 2 | WE-WE02-02-2062 | WE02-02-2062-Op. Wall Stack. 2 | West End Health Precinct | WE | WE02 | AHMS - Adelaide Health and Medical Sciences | 02 | Second Floor | 2062 | 99939 | Unusable Spaces | 99939 | Unusable Spaces | 1.8 | Op. Wall Stack. 2 | 4 | Ancillary Area Space Group | 419 | Ancillary Area - Store Room - Generic |  | Excellent | 394.87 | NO
West End Health Precinct_WE02-AHMS - Adelaide Health and Medical Sciences_Second Floor_2063 _ Foyer - West | WE-WE02-02-2063 | WE02-02-2063-Foyer - West | West End Health Precinct | WE | WE02 | AHMS - Adelaide Health and Medical Sciences | 02 | Second Floor | 2063 | 99939 | Unusable Spaces | 99939 | Unusable Spaces | 46.07 | Foyer - West | 8 | Non Useable Floor Area Space Group | 805 | Non-usable - Circulation space |  | Excellent | 0.00 | NO
West End Health Precinct_WE02-AHMS - Adelaide Health and Medical Sciences_Second Floor_2063A _ Seating | WE-WE02-02-2063A | WE02-02-2063A-Seating | West End Health Precinct | WE | WE02 | AHMS - Adelaide Health and Medical Sciences | 02 | Second Floor | 2063A | 99956 | Faculty of Health & Medical Sciences - Shared Space | 340 | Health & Medical Sciences Faculty Office | 11.27 | Seating | 5 | Library, IT and Learning Space Group | 517 | Informal Learning | INFORMAL-PRIM-S | Excellent | 3,146.58 | NO
West End Health Precinct_WE02-AHMS - Adelaide Health and Medical Sciences_Second Floor_2064 _ Elec | WE-WE02-02-2064 | WE02-02-2064-Elec | West End Health Precinct | WE | WE02 | AHMS - Adelaide Health and Medical Sciences | 02 | Second Floor | 2064 | 99939 | Unusable Spaces | 99939 | Unusable Spaces | 1.52 | Elec | 8 | Non Useable Floor Area Space Group | 840 | Non-usable - Service riser |  | Excellent | 0.00 | NO
West End Health Precinct_WE02-AHMS - Adelaide Health and Medical Sciences_Second Floor_2065 _ Entry | WE-WE02-02-2065 | WE02-02-2065-Entry | West End Health Precinct | WE | WE02 | AHMS - Adelaide Health and Medical Sciences | 02 | Second Floor | 2065 | 99939 | Unusable Spaces | 99939 | Unusable Spaces | 5.98 | Entry | 8 | Non Useable Floor Area Space Group | 805 | Non-usable - Circulation space |  | Excellent | 0.00 | NO
West End Health Precinct_WE02-AHMS - Adelaide Health and Medical Sciences_Second Floor_2066 _ Linen Store | WE-WE02-02-2066 | WE02-02-2066-Linen Store | West End Health Precinct | WE | WE02 | AHMS - Adelaide Health and Medical Sciences | 02 | Second Floor | 2066 | 340 | Health & Medical Sciences Faculty Office Administration | 340 | Health & Medical Sciences Faculty Office | 12 | Linen Store | 4 | Ancillary Area Space Group | 419 | Ancillary Area - Store Room - Generic |  | Excellent | 2,632.46 | NO
West End Health Precinct_WE02-AHMS - Adelaide Health and Medical Sciences_Second Floor_2066A _ VSR | WE-WE02-02-2066A | WE02-02-2066A-VSR | West End Health Precinct | WE | WE02 | AHMS - Adelaide Health and Medical Sciences | 02 | Second Floor | 2066A | 99939 | Unusable Spaces | 99939 | Unusable Spaces | 0.15 | VSR | 8 | Non Useable Floor Area Space Group | 840 | Non-usable - Service riser |  | Excellent | 0.00 | NO
West End Health Precinct_WE02-AHMS - Adelaide Health and Medical Sciences_Second Floor_2067 _ Parenting Room & First Aid | WE-WE02-02-2067 | WE02-02-2067-Parenting Room & First Aid | West End Health Precinct | WE | WE02 | AHMS - Adelaide Health and Medical Sciences | 02 | Second Floor | 2067 | 859 | Infrastructure Office | 859 | Infrastructure | 15.23 | Parenting Room & First Aid | 6 | General Facility Space Group | 625 | General Facility - Parent Room |  | Excellent | 4,252.22 | NO
West End Health Precinct_WE02-AHMS - Adelaide Health and Medical Sciences_Second Floor_2068 _ FHR | WE-WE02-02-2068 | WE02-02-2068-FHR | West End Health Precinct | WE | WE02 | AHMS - Adelaide Health and Medical Sciences | 02 | Second Floor | 2068 | 99939 | Unusable Spaces | 99939 | Unusable Spaces | 0.39 | FHR | 8 | Non Useable Floor Area Space Group | 840 | Non-usable - Service riser |  | Excellent | 0.00 | NO
West End Health Precinct_WE02-AHMS - Adelaide Health and Medical Sciences_Second Floor_2069A _ Hospital Simulation Room | WE-WE02-02-2069A | WE02-02-2069A-Hospital Simulation Room | West End Health Precinct | WE | WE02 | AHMS - Adelaide Health and Medical Sciences | 02 | Second Floor | 2069A | 340 | Health & Medical Sciences Faculty Office Administration | 340 | Health & Medical Sciences Faculty Office | 21.84 | Hospital Simulation Room | 3 | Specialist Teaching or Research Space Group | 314 | Clinical Areas Teaching Space - Undergraduate/Postgraduate |  | Excellent | 7,241.05 | NO
West End Health Precinct_WE02-AHMS - Adelaide Health and Medical Sciences_Second Floor_2069B _ Hospital Simulation Room | WE-WE02-02-2069B | WE02-02-2069B-Hospital Simulation Room | West End Health Precinct | WE | WE02 | AHMS - Adelaide Health and Medical Sciences | 02 | Second Floor | 2069B | 340 | Health & Medical Sciences Faculty Office Administration | 340 | Health & Medical Sciences Faculty Office | 24.46 | Hospital Simulation Room | 3 | Specialist Teaching or Research Space Group | 314 | Clinical Areas Teaching Space - Undergraduate/Postgraduate |  | Excellent | 8,109.71 | NO
West End Health Precinct_WE02-AHMS - Adelaide Health and Medical Sciences_Second Floor_2070A _ Observation Room 1 (20P) | WE-WE02-02-2070A | WE02-02-2070A-Observation Room 1 (20P) | West End Health Precinct | WE | WE02 | AHMS - Adelaide Health and Medical Sciences | 02 | Second Floor | 2070A | 340 | Health & Medical Sciences Faculty Office Administration | 340 | Health & Medical Sciences Faculty Office | 21.51 | Observation Room 1 (20P) | 3 | Specialist Teaching or Research Space Group | 314 | Clinical Areas Teaching Space - Undergraduate/Postgraduate |  | Excellent | 7,131.64 | NO
West End Health Precinct_WE02-AHMS - Adelaide Health and Medical Sciences_Second Floor_2070B _ Observation Room 1 (20P) | WE-WE02-02-2070B | WE02-02-2070B-Observation Room 1 (20P) | West End Health Precinct | WE | WE02 | AHMS - Adelaide Health and Medical Sciences | 02 | Second Floor | 2070B | 340 | Health & Medical Sciences Faculty Office Administration | 340 | Health & Medical Sciences Faculty Office | 22.12 | Observation Room 1 (20P) | 3 | Specialist Teaching or Research Space Group | 314 | Clinical Areas Teaching Space - Undergraduate/Postgraduate |  | Excellent | 7,333.89 | NO
West End Health Precinct_WE02-AHMS - Adelaide Health and Medical Sciences_Second Floor_2071A _ Hospital Simulation Room | WE-WE02-02-2071A | WE02-02-2071A-Hospital Simulation Room | West End Health Precinct | WE | WE02 | AHMS - Adelaide Health and Medical Sciences | 02 | Second Floor | 2071A | 340 | Health & Medical Sciences Faculty Office Administration | 340 | Health & Medical Sciences Faculty Office | 24.2 | Hospital Simulation Room | 3 | Specialist Teaching or Research Space Group | 314 | Clinical Areas Teaching Space - Undergraduate/Postgraduate |  | Excellent | 8,023.51 | NO
West End Health Precinct_WE02-AHMS - Adelaide Health and Medical Sciences_Second Floor_2071B _ Hospital Simulation Room | WE-WE02-02-2071B | WE02-02-2071B-Hospital Simulation Room | West End Health Precinct | WE | WE02 | AHMS - Adelaide Health and Medical Sciences | 02 | Second Floor | 2071B | 340 | Health & Medical Sciences Faculty Office Administration | 340 | Health & Medical Sciences Faculty Office | 21.91 | Hospital Simulation Room | 3 | Specialist Teaching or Research Space Group | 314 | Clinical Areas Teaching Space - Undergraduate/Postgraduate |  | Excellent | 7,264.26 | NO
West End Health Precinct_WE02-AHMS - Adelaide Health and Medical Sciences_Second Floor_2072A _ Observation Room 1 (20P) | WE-WE02-02-2072A | WE02-02-2072A-Observation Room 1 (20P) | West End Health Precinct | WE | WE02 | AHMS - Adelaide Health and Medical Sciences | 02 | Second Floor | 2072A | 340 | Health & Medical Sciences Faculty Office Administration | 340 | Health & Medical Sciences Faculty Office | 22.12 | Observation Room 1 (20P) | 3 | Specialist Teaching or Research Space Group | 314 | Clinical Areas Teaching Space - Undergraduate/Postgraduate |  | Excellent | 7,333.89 | NO
West End Health Precinct_WE02-AHMS - Adelaide Health and Medical Sciences_Second Floor_2072B _ Observation Room 1 (20P) | WE-WE02-02-2072B | WE02-02-2072B-Observation Room 1 (20P) | West End Health Precinct | WE | WE02 | AHMS - Adelaide Health and Medical Sciences | 02 | Second Floor | 2072B | 340 | Health & Medical Sciences Faculty Office Administration | 340 | Health & Medical Sciences Faculty Office | 21.53 | Observation Room 1 (20P) | 3 | Specialist Teaching or Research Space Group | 314 | Clinical Areas Teaching Space - Undergraduate/Postgraduate |  | Excellent | 7,138.27 | NO
West End Health Precinct_WE02-AHMS - Adelaide Health and Medical Sciences_Second Floor_2073 _ Circ. | WE-WE02-02-2073 | WE02-02-2073-Circ. | West End Health Precinct | WE | WE02 | AHMS - Adelaide Health and Medical Sciences | 02 | Second Floor | 2073 | 99939 | Unusable Spaces | 99939 | Unusable Spaces | 30.32 | Circ. | 8 | Non Useable Floor Area Space Group | 805 | Non-usable - Circulation space |  | Excellent | 0.00 | NO
West End Health Precinct_WE02-AHMS - Adelaide Health and Medical Sciences_Second Floor_2073A _ Seating | WE-WE02-02-2073A | WE02-02-2073A-Seating | West End Health Precinct | WE | WE02 | AHMS - Adelaide Health and Medical Sciences | 02 | Second Floor | 2073A | 340 | Health & Medical Sciences Faculty Office Administration | 340 | Health & Medical Sciences Faculty Office | 3.78 | Seating | 5 | Library, IT and Learning Space Group | 517 | Informal Learning | INFORMAL-PRIM-S | Excellent | 1,055.38 | NO
West End Health Precinct_WE02-AHMS - Adelaide Health and Medical Sciences_Second Floor_2074 _ Corr. - South | WE-WE02-02-2074 | WE02-02-2074-Corr. - South | West End Health Precinct | WE | WE02 | AHMS - Adelaide Health and Medical Sciences | 02 | Second Floor | 2074 | 99939 | Unusable Spaces | 99939 | Unusable Spaces | 47.61 | Corr. - South | 8 | Non Useable Floor Area Space Group | 805 | Non-usable - Circulation space |  | Excellent | 0.00 | NO
West End Health Precinct_WE02-AHMS - Adelaide Health and Medical Sciences_Second Floor_2075 _ Small Group Room 1 | WE-WE02-02-2075 | WE02-02-2075-Small Group Room 1 | West End Health Precinct | WE | WE02 | AHMS - Adelaide Health and Medical Sciences | 02 | Second Floor | 2075 | 99998 | Central Common Teaching Areas (In Use) | 952 | Corporate Services Division Admin | 27.01 | Small Group Room 1 | 2 | Teaching Space Group | 215 | Problem Based Learning Room |  | Excellent | 8,214.51 | NO
West End Health Precinct_WE02-AHMS - Adelaide Health and Medical Sciences_Second Floor_2076 _ Small Group Room 2 | WE-WE02-02-2076 | WE02-02-2076-Small Group Room 2 | West End Health Precinct | WE | WE02 | AHMS - Adelaide Health and Medical Sciences | 02 | Second Floor | 2076 | 99998 | Central Common Teaching Areas (In Use) | 952 | Corporate Services Division Admin | 33.04 | Small Group Room 2 | 2 | Teaching Space Group | 215 | Problem Based Learning Room |  | Excellent | 10,048.41 | NO
West End Health Precinct_WE02-AHMS - Adelaide Health and Medical Sciences_Second Floor_2077 _ Small Group Room 3 | WE-WE02-02-2077 | WE02-02-2077-Small Group Room 3 | West End Health Precinct | WE | WE02 | AHMS - Adelaide Health and Medical Sciences | 02 | Second Floor | 2077 | 99998 | Central Common Teaching Areas (In Use) | 952 | Corporate Services Division Admin | 35.64 | Small Group Room 3 | 2 | Teaching Space Group | 215 | Problem Based Learning Room |  | Excellent | 10,839.14 | NO
West End Health Precinct_WE02-AHMS - Adelaide Health and Medical Sciences_Second Floor_2078 _ Small Group Room 4 | WE-WE02-02-2078 | WE02-02-2078-Small Group Room 4 | West End Health Precinct | WE | WE02 | AHMS - Adelaide Health and Medical Sciences | 02 | Second Floor | 2078 | 99998 | Central Common Teaching Areas (In Use) | 952 | Corporate Services Division Admin | 32.07 | Small Group Room 4 | 2 | Teaching Space Group | 215 | Problem Based Learning Room |  | Excellent | 9,753.40 | NO
West End Health Precinct_WE02-AHMS - Adelaide Health and Medical Sciences_Second Floor_2079 _ Bridge - South | WE-WE02-02-2079 | WE02-02-2079-Bridge - South | West End Health Precinct | WE | WE02 | AHMS - Adelaide Health and Medical Sciences | 02 | Second Floor | 2079 | 99939 | Unusable Spaces | 99939 | Unusable Spaces | 12.34 | Bridge - South | 8 | Non Useable Floor Area Space Group | 805 | Non-usable - Circulation space |  | Excellent | 0.00 | NO
West End Health Precinct_WE02-AHMS - Adelaide Health and Medical Sciences_Second Floor_2080 _ Bridge - North | WE-WE02-02-2080 | WE02-02-2080-Bridge - North | West End Health Precinct | WE | WE02 | AHMS - Adelaide Health and Medical Sciences | 02 | Second Floor | 2080 | 99939 | Unusable Spaces | 99939 | Unusable Spaces | 15.99 | Bridge - North | 8 | Non Useable Floor Area Space Group | 805 | Non-usable - Circulation space |  | Excellent | 0.00 | NO
West End Health Precinct_WE02-AHMS - Adelaide Health and Medical Sciences_Second Floor_2081 _ Flex Simulation 5 | WE-WE02-02-2081 | WE02-02-2081-Flex Simulation 5 | West End Health Precinct | WE | WE02 | AHMS - Adelaide Health and Medical Sciences | 02 | Second Floor | 2081 | 340 | Health & Medical Sciences Faculty Office Administration | 340 | Health & Medical Sciences Faculty Office | 22.11 | Flex Simulation 5 | 3 | Specialist Teaching or Research Space Group | 314 | Clinical Areas Teaching Space - Undergraduate/Postgraduate |  | Excellent | 7,330.57 | NO
West End Health Precinct_WE02-AHMS - Adelaide Health and Medical Sciences_Second Floor_2082 _ Flex Simulation 6 | WE-WE02-02-2082 | WE02-02-2082-Flex Simulation 6 | West End Health Precinct | WE | WE02 | AHMS - Adelaide Health and Medical Sciences | 02 | Second Floor | 2082 | 340 | Health & Medical Sciences Faculty Office Administration | 340 | Health & Medical Sciences Faculty Office | 21.77 | Flex Simulation 6 | 3 | Specialist Teaching or Research Space Group | 314 | Clinical Areas Teaching Space - Undergraduate/Postgraduate |  | Excellent | 7,217.84 | NO
West End Health Precinct_WE02-AHMS - Adelaide Health and Medical Sciences_Second Floor_2083 _ Flex Simulation 7 | WE-WE02-02-2083 | WE02-02-2083-Flex Simulation 7 | West End Health Precinct | WE | WE02 | AHMS - Adelaide Health and Medical Sciences | 02 | Second Floor | 2083 | 340 | Health & Medical Sciences Faculty Office Administration | 340 | Health & Medical Sciences Faculty Office | 22.51 | Flex Simulation 7 | 3 | Specialist Teaching or Research Space Group | 314 | Clinical Areas Teaching Space - Undergraduate/Postgraduate |  | Excellent | 7,463.19 | NO
West End Health Precinct_WE02-AHMS - Adelaide Health and Medical Sciences_Second Floor_2084 _ Flex Simulation 8 | WE-WE02-02-2084 | WE02-02-2084-Flex Simulation 8 | West End Health Precinct | WE | WE02 | AHMS - Adelaide Health and Medical Sciences | 02 | Second Floor | 2084 | 340 | Health & Medical Sciences Faculty Office Administration | 340 | Health & Medical Sciences Faculty Office | 22.17 | Flex Simulation 8 | 3 | Specialist Teaching or Research Space Group | 314 | Clinical Areas Teaching Space - Undergraduate/Postgraduate |  | Excellent | 7,350.46 | NO
West End Health Precinct_WE02-AHMS - Adelaide Health and Medical Sciences_Second Floor_2085 _ Flex Briefing 3 | WE-WE02-02-2085 | WE02-02-2085-Flex Briefing 3 | West End Health Precinct | WE | WE02 | AHMS - Adelaide Health and Medical Sciences | 02 | Second Floor | 2085 | 340 | Health & Medical Sciences Faculty Office Administration | 340 | Health & Medical Sciences Faculty Office | 17.03 | Flex Briefing 3 | 3 | Specialist Teaching or Research Space Group | 314 | Clinical Areas Teaching Space - Undergraduate/Postgraduate |  | Excellent | 5,646.30 | NO
West End Health Precinct_WE02-AHMS - Adelaide Health and Medical Sciences_Second Floor_2086 _ Flex Briefing 4 | WE-WE02-02-2086 | WE02-02-2086-Flex Briefing 4 | West End Health Precinct | WE | WE02 | AHMS - Adelaide Health and Medical Sciences | 02 | Second Floor | 2086 | 340 | Health & Medical Sciences Faculty Office Administration | 340 | Health & Medical Sciences Faculty Office | 16.71 | Flex Briefing 4 | 3 | Specialist Teaching or Research Space Group | 314 | Clinical Areas Teaching Space - Undergraduate/Postgraduate |  | Excellent | 5,540.20 | NO
West End Health Precinct_WE02-AHMS - Adelaide Health and Medical Sciences_Second Floor_2087 _ Corr. 2 - North | WE-WE02-02-2087 | WE02-02-2087-Corr. 2 - North | West End Health Precinct | WE | WE02 | AHMS - Adelaide Health and Medical Sciences | 02 | Second Floor | 2087 | 99939 | Unusable Spaces | 99939 | Unusable Spaces | 57.92 | Corr. 2 - North | 8 | Non Useable Floor Area Space Group | 805 | Non-usable - Circulation space |  | Excellent | 0.00 | NO
West End Health Precinct_WE02-AHMS - Adelaide Health and Medical Sciences_Second Floor_2087A _ Informal Work | WE-WE02-02-2087A | WE02-02-2087A-Informal Work | West End Health Precinct | WE | WE02 | AHMS - Adelaide Health and Medical Sciences | 02 | Second Floor | 2087A | 340 | Health & Medical Sciences Faculty Office Administration | 340 | Health & Medical Sciences Faculty Office | 2.81 | Informal Work | 1 | Office Space Group | 119 | Informal Work Space |  | Excellent | 700.49 | NO
West End Health Precinct_WE02-AHMS - Adelaide Health and Medical Sciences_Second Floor_2088 _ Clean Utility | WE-WE02-02-2088 | WE02-02-2088-Clean Utility | West End Health Precinct | WE | WE02 | AHMS - Adelaide Health and Medical Sciences | 02 | Second Floor | 2088 | 99939 | Unusable Spaces | 99939 | Unusable Spaces | 12.59 | Clean Utility | 4 | Ancillary Area Space Group | 401 | Ancillary Area - Laboratory Service and Preparation |  | Excellent | 2,761.89 | NO
West End Health Precinct_WE02-AHMS - Adelaide Health and Medical Sciences_Second Floor_2089.01 _ Workstation | WE-WE02-02-2089.01 | WE02-02-2089.01-Workstation | West End Health Precinct | WE | WE02 | AHMS - Adelaide Health and Medical Sciences | 02 | Second Floor | 2089.01 | 99956 | Faculty of Health & Medical Sciences - Shared Space | 340 | Health & Medical Sciences Faculty Office | 2.85 | Workstation | 1 | Office Space Group | 111 | Open Plan - Specific type not defined |  | Excellent | 710.46 | NO
West End Health Precinct_WE02-AHMS - Adelaide Health and Medical Sciences_Second Floor_2089.02 _ Workstation | WE-WE02-02-2089.02 | WE02-02-2089.02-Workstation | West End Health Precinct | WE | WE02 | AHMS - Adelaide Health and Medical Sciences | 02 | Second Floor | 2089.02 | 99956 | Faculty of Health & Medical Sciences - Shared Space | 340 | Health & Medical Sciences Faculty Office | 2.85 | Workstation | 1 | Office Space Group | 111 | Open Plan - Specific type not defined |  | Excellent | 710.46 | NO
West End Health Precinct_WE02-AHMS - Adelaide Health and Medical Sciences_Second Floor_2089.03 _ Workstation | WE-WE02-02-2089.03 | WE02-02-2089.03-Workstation | West End Health Precinct | WE | WE02 | AHMS - Adelaide Health and Medical Sciences | 02 | Second Floor | 2089.03 | 99956 | Faculty of Health & Medical Sciences - Shared Space | 340 | Health & Medical Sciences Faculty Office | 2.85 | Workstation | 1 | Office Space Group | 111 | Open Plan - Specific type not defined |  | Excellent | 710.46 | NO
West End Health Precinct_WE02-AHMS - Adelaide Health and Medical Sciences_Second Floor_2089.04 _ Workstation | WE-WE02-02-2089.04 | WE02-02-2089.04-Workstation | West End Health Precinct | WE | WE02 | AHMS - Adelaide Health and Medical Sciences | 02 | Second Floor | 2089.04 | 99956 | Faculty of Health & Medical Sciences - Shared Space | 340 | Health & Medical Sciences Faculty Office | 2.85 | Workstation | 1 | Office Space Group | 111 | Open Plan - Specific type not defined |  | Excellent | 710.46 | NO
West End Health Precinct_WE02-AHMS - Adelaide Health and Medical Sciences_Second Floor_2090 _ Comms | WE-WE02-02-2090 | WE02-02-2090-Comms | West End Health Precinct | WE | WE02 | AHMS - Adelaide Health and Medical Sciences | 02 | Second Floor | 2090 | 99939 | Unusable Spaces | 99939 | Unusable Spaces | 23.71 | Comms | 8 | Non Useable Floor Area Space Group | 812 | Non-usable - Comms/network system/Telephone/PABX |  | Excellent | 0.00 | NO
West End Health Precinct_WE02-AHMS - Adelaide Health and Medical Sciences_Second Floor_2091 _ Simulation Store | WE-WE02-02-2091 | WE02-02-2091-Simulation Store | West End Health Precinct | WE | WE02 | AHMS - Adelaide Health and Medical Sciences | 02 | Second Floor | 2091 | 340 | Health & Medical Sciences Faculty Office Administration | 340 | Health & Medical Sciences Faculty Office | 67.19 | Simulation Store | 4 | Ancillary Area Space Group | 419 | Ancillary Area - Store Room - Generic |  | Excellent | 14,739.57 | NO
West End Health Precinct_WE02-AHMS - Adelaide Health and Medical Sciences_Second Floor_2092 _ Tech Prep. | WE-WE02-02-2092 | WE02-02-2092-Tech Prep. | West End Health Precinct | WE | WE02 | AHMS - Adelaide Health and Medical Sciences | 02 | Second Floor | 2092 | 340 | Health & Medical Sciences Faculty Office Administration | 340 | Health & Medical Sciences Faculty Office | 9.22 | Tech Prep. | 4 | Ancillary Area Space Group | 401 | Ancillary Area - Laboratory Service and Preparation |  | Excellent | 2,022.60 | NO
West End Health Precinct_WE02-AHMS - Adelaide Health and Medical Sciences_Second Floor_2093 _ Shower - Assist. 1 | WE-WE02-02-2093 | WE02-02-2093-Shower - Assist. 1 | West End Health Precinct | WE | WE02 | AHMS - Adelaide Health and Medical Sciences | 02 | Second Floor | 2093 | 99939 | Unusable Spaces | 99939 | Unusable Spaces | 6.18 | Shower - Assist. 1 | 8 | Non Useable Floor Area Space Group | 818 | Non-usable - Toilets/Amenities - Unisex Accessible |  | Excellent | 0.00 | NO
West End Health Precinct_WE02-AHMS - Adelaide Health and Medical Sciences_Second Floor_2094 _ Shower - Assist. 1 | WE-WE02-02-2094 | WE02-02-2094-Shower - Assist. 1 | West End Health Precinct | WE | WE02 | AHMS - Adelaide Health and Medical Sciences | 02 | Second Floor | 2094 | 99939 | Unusable Spaces | 99939 | Unusable Spaces | 8.87 | Shower - Assist. 1 | 8 | Non Useable Floor Area Space Group | 818 | Non-usable - Toilets/Amenities - Unisex Accessible |  | Excellent | 0.00 | NO
West End Health Precinct_WE02-AHMS - Adelaide Health and Medical Sciences_Second Floor_2095 _ Standardized Patient Waiting | WE-WE02-02-2095 | WE02-02-2095-Standardized Patient Waiting | West End Health Precinct | WE | WE02 | AHMS - Adelaide Health and Medical Sciences | 02 | Second Floor | 2095 | 340 | Health & Medical Sciences Faculty Office Administration | 340 | Health & Medical Sciences Faculty Office | 18.88 | Standardized Patient Waiting | 4 | Ancillary Area Space Group | 401 | Ancillary Area - Laboratory Service and Preparation |  | Excellent | 4,141.73 | NO
West End Health Precinct_WE02-AHMS - Adelaide Health and Medical Sciences_Second Floor_2096 _ Hyd | WE-WE02-02-2096 | WE02-02-2096-Hyd | West End Health Precinct | WE | WE02 | AHMS - Adelaide Health and Medical Sciences | 02 | Second Floor | 2096 | 99939 | Unusable Spaces | 99939 | Unusable Spaces | 1.75 | Hyd | 8 | Non Useable Floor Area Space Group | 840 | Non-usable - Service riser |  | Excellent | 0.00 | NO
West End Health Precinct_WE02-AHMS - Adelaide Health and Medical Sciences_Second Floor_2097 _ Make-Up | WE-WE02-02-2097 | WE02-02-2097-Make-Up | West End Health Precinct | WE | WE02 | AHMS - Adelaide Health and Medical Sciences | 02 | Second Floor | 2097 | 340 | Health & Medical Sciences Faculty Office Administration | 340 | Health & Medical Sciences Faculty Office | 12.73 | Make-Up | 4 | Ancillary Area Space Group | 401 | Ancillary Area - Laboratory Service and Preparation |  | Excellent | 2,792.60 | NO
West End Health Precinct_WE02-AHMS - Adelaide Health and Medical Sciences_Second Floor_2098 _ Corr. | WE-WE02-02-2098 | WE02-02-2098-Corr. | West End Health Precinct | WE | WE02 | AHMS - Adelaide Health and Medical Sciences | 02 | Second Floor | 2098 | 99939 | Unusable Spaces | 99939 | Unusable Spaces | 26.05 | Corr. | 8 | Non Useable Floor Area Space Group | 805 | Non-usable - Circulation space |  | Excellent | 0.00 | NO
West End Health Precinct_WE02-AHMS - Adelaide Health and Medical Sciences_Second Floor_2099 _ Meeting | WE-WE02-02-2099 | WE02-02-2099-Meeting | West End Health Precinct | WE | WE02 | AHMS - Adelaide Health and Medical Sciences | 02 | Second Floor | 2099 | 99956 | Faculty of Health & Medical Sciences - Shared Space | 340 | Health & Medical Sciences Faculty Office | 26.75 | Meeting | 6 | General Facility Space Group | 601 | General Facility - Committee/Conference/Meeting room |  | Excellent | 7,468.60 | NO
West End Health Precinct_WE02-AHMS - Adelaide Health and Medical Sciences_Second Floor_2100 _ Reception | WE-WE02-02-2100 | WE02-02-2100-Reception | West End Health Precinct | WE | WE02 | AHMS - Adelaide Health and Medical Sciences | 02 | Second Floor | 2100 | 340 | Health & Medical Sciences Faculty Office Administration | 340 | Health & Medical Sciences Faculty Office | 6.06 | Reception | 1 | Office Space Group | 118 | Open Plan - Reception Area |  | Excellent | 1,510.67 | NO
West End Health Precinct_WE02-AHMS - Adelaide Health and Medical Sciences_Second Floor_2100.01 _ Workstation | WE-WE02-02-2100.01 | WE02-02-2100.01-Workstation | West End Health Precinct | WE | WE02 | AHMS - Adelaide Health and Medical Sciences | 02 | Second Floor | 2100.01 | 99956 | Faculty of Health & Medical Sciences - Shared Space | 340 | Health & Medical Sciences Faculty Office | 2.69 | Workstation | 1 | Office Space Group | 111 | Open Plan - Specific type not defined |  | Excellent | 670.58 | NO
West End Health Precinct_WE02-AHMS - Adelaide Health and Medical Sciences_Second Floor_2100.02 _ Workstation | WE-WE02-02-2100.02 | WE02-02-2100.02-Workstation | West End Health Precinct | WE | WE02 | AHMS - Adelaide Health and Medical Sciences | 02 | Second Floor | 2100.02 | 99956 | Faculty of Health & Medical Sciences - Shared Space | 340 | Health & Medical Sciences Faculty Office | 2.66 | Workstation | 1 | Office Space Group | 111 | Open Plan - Specific type not defined |  | Excellent | 663.10 | NO
West End Health Precinct_WE02-AHMS - Adelaide Health and Medical Sciences_Second Floor_2101 _ Office - Staff | WE-WE02-02-2101 | WE02-02-2101-Office - Staff | West End Health Precinct | WE | WE02 | AHMS - Adelaide Health and Medical Sciences | 02 | Second Floor | 2101 | 340 | Health & Medical Sciences Faculty Office Administration | 340 | Health & Medical Sciences Faculty Office | 10.02 | Office - Staff | 1 | Office Space Group | 108 | Office - Professional/General Staff |  | Excellent | 2,497.84 | NO
West End Health Precinct_WE02-AHMS - Adelaide Health and Medical Sciences_Second Floor_2101.01 _ Workstation | WE-WE02-02-2101.01 | WE02-02-2101.01-Workstation | West End Health Precinct | WE | WE02 | AHMS - Adelaide Health and Medical Sciences | 02 | Second Floor | 2101.01 | 99956 | Faculty of Health & Medical Sciences - Shared Space | 340 | Health & Medical Sciences Faculty Office | 3.52 | Workstation | 1 | Office Space Group | 111 | Open Plan - Specific type not defined |  | Excellent | 877.49 | NO
West End Health Precinct_WE02-AHMS - Adelaide Health and Medical Sciences_Second Floor_2101.02 _ Workstation | WE-WE02-02-2101.02 | WE02-02-2101.02-Workstation | West End Health Precinct | WE | WE02 | AHMS - Adelaide Health and Medical Sciences | 02 | Second Floor | 2101.02 | 99956 | Faculty of Health & Medical Sciences - Shared Space | 340 | Health & Medical Sciences Faculty Office | 3.54 | Workstation | 1 | Office Space Group | 111 | Open Plan - Specific type not defined |  | Excellent | 882.47 | NO
West End Health Precinct_WE02-AHMS - Adelaide Health and Medical Sciences_Second Floor_2101.03 _ Workstation | WE-WE02-02-2101.03 | WE02-02-2101.03-Workstation | West End Health Precinct | WE | WE02 | AHMS - Adelaide Health and Medical Sciences | 02 | Second Floor | 2101.03 | 99956 | Faculty of Health & Medical Sciences - Shared Space | 340 | Health & Medical Sciences Faculty Office | 3.77 | Workstation | 1 | Office Space Group | 111 | Open Plan - Specific type not defined |  | Excellent | 939.81 | NO
West End Health Precinct_WE02-AHMS - Adelaide Health and Medical Sciences_Second Floor_2101.04 _ Workstation | WE-WE02-02-2101.04 | WE02-02-2101.04-Workstation | West End Health Precinct | WE | WE02 | AHMS - Adelaide Health and Medical Sciences | 02 | Second Floor | 2101.04 | 99956 | Faculty of Health & Medical Sciences - Shared Space | 340 | Health & Medical Sciences Faculty Office | 3.68 | Workstation | 1 | Office Space Group | 111 | Open Plan - Specific type not defined |  | Excellent | 917.37 | NO
West End Health Precinct_WE02-AHMS - Adelaide Health and Medical Sciences_Second Floor_2101.05 _ Workstation | WE-WE02-02-2101.05 | WE02-02-2101.05-Workstation | West End Health Precinct | WE | WE02 | AHMS - Adelaide Health and Medical Sciences | 02 | Second Floor | 2101.05 | 99956 | Faculty of Health & Medical Sciences - Shared Space | 340 | Health & Medical Sciences Faculty Office | 4.16 | Workstation | 1 | Office Space Group | 111 | Open Plan - Specific type not defined |  | Excellent | 1,037.03 | NO
West End Health Precinct_WE02-AHMS - Adelaide Health and Medical Sciences_Second Floor_2103 _ Foyer - East | WE-WE02-02-2103 | WE02-02-2103-Foyer - East | West End Health Precinct | WE | WE02 | AHMS - Adelaide Health and Medical Sciences | 02 | Second Floor | 2103 | 99939 | Unusable Spaces | 99939 | Unusable Spaces | 84.38 | Foyer - East | 8 | Non Useable Floor Area Space Group | 805 | Non-usable - Circulation space |  | Excellent | 0.00 | NO
West End Health Precinct_WE02-AHMS - Adelaide Health and Medical Sciences_Second Floor_2103A _ Seating | WE-WE02-02-2103A | WE02-02-2103A-Seating | West End Health Precinct | WE | WE02 | AHMS - Adelaide Health and Medical Sciences | 02 | Second Floor | 2103A | 99956 | Faculty of Health & Medical Sciences - Shared Space | 340 | Health & Medical Sciences Faculty Office | 3.56 | Seating | 5 | Library, IT and Learning Space Group | 517 | Informal Learning | INFORMAL-PRIM-S | Excellent | 993.95 | NO
West End Health Precinct_WE02-AHMS - Adelaide Health and Medical Sciences_Second Floor_2103B _ Seating | WE-WE02-02-2103B | WE02-02-2103B-Seating | West End Health Precinct | WE | WE02 | AHMS - Adelaide Health and Medical Sciences | 02 | Second Floor | 2103B | 99956 | Faculty of Health & Medical Sciences - Shared Space | 340 | Health & Medical Sciences Faculty Office | 22.56 | Seating | 5 | Library, IT and Learning Space Group | 517 | Informal Learning | INFORMAL-PRIM-S | Excellent | 6,298.75 | NO
West End Health Precinct_WE02-AHMS - Adelaide Health and Medical Sciences_Second Floor_2103C _ Seating | WE-WE02-02-2103C | WE02-02-2103C-Seating | West End Health Precinct | WE | WE02 | AHMS - Adelaide Health and Medical Sciences | 02 | Second Floor | 2103C | 99956 | Faculty of Health & Medical Sciences - Shared Space | 340 | Health & Medical Sciences Faculty Office | 1.49 | Seating | 5 | Library, IT and Learning Space Group | 517 | Informal Learning | INFORMAL-PRIM-S | Excellent | 416.01 | NO
West End Health Precinct_WE02-AHMS - Adelaide Health and Medical Sciences_Second Floor_2103D _ Seating | WE-WE02-02-2103D | WE02-02-2103D-Seating | West End Health Precinct | WE | WE02 | AHMS - Adelaide Health and Medical Sciences | 02 | Second Floor | 2103D | 99956 | Faculty of Health & Medical Sciences - Shared Space | 340 | Health & Medical Sciences Faculty Office | 5.89 | Seating | 5 | Library, IT and Learning Space Group | 517 | Informal Learning | INFORMAL-PRIM-S | Excellent | 1,644.49 | NO
West End Health Precinct_WE02-AHMS - Adelaide Health and Medical Sciences_Second Floor_2103E _ Seating | WE-WE02-02-2103E | WE02-02-2103E-Seating | West End Health Precinct | WE | WE02 | AHMS - Adelaide Health and Medical Sciences | 02 | Second Floor | 2103E | 99956 | Faculty of Health & Medical Sciences - Shared Space | 340 | Health & Medical Sciences Faculty Office | 6.27 | Seating | 5 | Library, IT and Learning Space Group | 517 | Informal Learning | INFORMAL-PRIM-S | Excellent | 1,750.58 | NO
West End Health Precinct_WE02-AHMS - Adelaide Health and Medical Sciences_Second Floor_2103F _ Elec | WE-WE02-02-2103F | WE02-02-2103F-Elec | West End Health Precinct | WE | WE02 | AHMS - Adelaide Health and Medical Sciences | 02 | Second Floor | 2103F | 99939 | Unusable Spaces | 99939 | Unusable Spaces | 2.22 | Elec | 8 | Non Useable Floor Area Space Group | 840 | Non-usable - Service riser |  | Excellent | 0.00 | NO
West End Health Precinct_WE02-AHMS - Adelaide Health and Medical Sciences_Second Floor_2104 _ FHR | WE-WE02-02-2104 | WE02-02-2104-FHR | West End Health Precinct | WE | WE02 | AHMS - Adelaide Health and Medical Sciences | 02 | Second Floor | 2104 | 99939 | Unusable Spaces | 99939 | Unusable Spaces | 0.48 | FHR | 8 | Non Useable Floor Area Space Group | 840 | Non-usable - Service riser |  | Excellent | 0.00 | NO
West End Health Precinct_WE02-AHMS - Adelaide Health and Medical Sciences_Second Floor_2105 _ Escalators | WE-WE02-02-2105 | WE02-02-2105-Escalators | West End Health Precinct | WE | WE02 | AHMS - Adelaide Health and Medical Sciences | 02 | Second Floor | 2105 | 99939 | Unusable Spaces | 99939 | Unusable Spaces | 44.76 | Escalators | 8 | Non Useable Floor Area Space Group | 805 | Non-usable - Circulation space |  | Excellent | 0.00 | NO
West End Health Precinct_WE02-AHMS - Adelaide Health and Medical Sciences_Third Floor_3001 _ West Edgescape | WE-WE02-03-3001 | WE02-03-3001-West Edgescape | West End Health Precinct | WE | WE02 | AHMS - Adelaide Health and Medical Sciences | 03 | Third Floor | 3001 | 99939 | Unusable Spaces | 99939 | Unusable Spaces | 48.89 | West Edgescape | 6 | General Facility Space Group | 604 | General Facility - Common Room General Access |  | Excellent | 13,650.09 | NO
West End Health Precinct_WE02-AHMS - Adelaide Health and Medical Sciences_Third Floor_3002 _ Plantroom - West | WE-WE02-03-3002 | WE02-03-3002-Plantroom - West | West End Health Precinct | WE | WE02 | AHMS - Adelaide Health and Medical Sciences | 03 | Third Floor | 3002 | 99939 | Unusable Spaces | 99939 | Unusable Spaces | 51.91 | Plantroom - West | 8 | Non Useable Floor Area Space Group | 810 | Non-usable - Mechanical plant room |  | Excellent | 0.00 | NO
West End Health Precinct_WE02-AHMS - Adelaide Health and Medical Sciences_Third Floor_3003 _ A/L | WE-WE02-03-3003 | WE02-03-3003-A/L | West End Health Precinct | WE | WE02 | AHMS - Adelaide Health and Medical Sciences | 03 | Third Floor | 3003 | 99939 | Unusable Spaces | 99939 | Unusable Spaces | 12.88 | A/L | 8 | Non Useable Floor Area Space Group | 805 | Non-usable - Circulation space |  | Excellent | 0.00 | NO
West End Health Precinct_WE02-AHMS - Adelaide Health and Medical Sciences_Third Floor_3007 _ Lift Lobby - West | WE-WE02-03-3007 | WE02-03-3007-Lift Lobby - West | West End Health Precinct | WE | WE02 | AHMS - Adelaide Health and Medical Sciences | 03 | Third Floor | 3007 | 99939 | Unusable Spaces | 99939 | Unusable Spaces | 27.34 | Lift Lobby - West | 8 | Non Useable Floor Area Space Group | 805 | Non-usable - Circulation space |  | Excellent | 0.00 | NO
West End Health Precinct_WE02-AHMS - Adelaide Health and Medical Sciences_Third Floor_3008 _ VSR | WE-WE02-03-3008 | WE02-03-3008-VSR | West End Health Precinct | WE | WE02 | AHMS - Adelaide Health and Medical Sciences | 03 | Third Floor | 3008 | 99939 | Unusable Spaces | 99939 | Unusable Spaces | 4.88 | VSR | 8 | Non Useable Floor Area Space Group | 840 | Non-usable - Service riser |  | Excellent | 0.00 | NO
West End Health Precinct_WE02-AHMS - Adelaide Health and Medical Sciences_Third Floor_3012 _ Hyd | WE-WE02-03-3012 | WE02-03-3012-Hyd | West End Health Precinct | WE | WE02 | AHMS - Adelaide Health and Medical Sciences | 03 | Third Floor | 3012 | 99939 | Unusable Spaces | 99939 | Unusable Spaces | 3.5 | Hyd | 8 | Non Useable Floor Area Space Group | 840 | Non-usable - Service riser |  | Excellent | 0.00 | NO
West End Health Precinct_WE02-AHMS - Adelaide Health and Medical Sciences_Third Floor_3013 _ WC - F 1 | WE-WE02-03-3013 | WE02-03-3013-WC - F 1 | West End Health Precinct | WE | WE02 | AHMS - Adelaide Health and Medical Sciences | 03 | Third Floor | 3013 | 99939 | Unusable Spaces | 99939 | Unusable Spaces | 18.18 | WC - F 1 | 8 | Non Useable Floor Area Space Group | 820 | Non-usable - Toilets/Amenities - Female |  | Excellent | 0.00 | NO
West End Health Precinct_WE02-AHMS - Adelaide Health and Medical Sciences_Third Floor_3014 _ WC - Access | WE-WE02-03-3014 | WE02-03-3014-WC - Access | West End Health Precinct | WE | WE02 | AHMS - Adelaide Health and Medical Sciences | 03 | Third Floor | 3014 | 99939 | Unusable Spaces | 99939 | Unusable Spaces | 5.27 | WC - Access | 8 | Non Useable Floor Area Space Group | 818 | Non-usable - Toilets/Amenities - Unisex Accessible |  | Excellent | 0.00 | NO
West End Health Precinct_WE02-AHMS - Adelaide Health and Medical Sciences_Third Floor_3015 _ A/L - F 1 | WE-WE02-03-3015 | WE02-03-3015-A/L - F 1 | West End Health Precinct | WE | WE02 | AHMS - Adelaide Health and Medical Sciences | 03 | Third Floor | 3015 | 99939 | Unusable Spaces | 99939 | Unusable Spaces | 2.23 | A/L - F 1 | 8 | Non Useable Floor Area Space Group | 820 | Non-usable - Toilets/Amenities - Female |  | Excellent | 0.00 | NO
West End Health Precinct_WE02-AHMS - Adelaide Health and Medical Sciences_Third Floor_3016 _ Circ. | WE-WE02-03-3016 | WE02-03-3016-Circ. | West End Health Precinct | WE | WE02 | AHMS - Adelaide Health and Medical Sciences | 03 | Third Floor | 3016 | 99939 | Unusable Spaces | 99939 | Unusable Spaces | 11.54 | Circ. | 8 | Non Useable Floor Area Space Group | 805 | Non-usable - Circulation space |  | Excellent | 0.00 | NO
West End Health Precinct_WE02-AHMS - Adelaide Health and Medical Sciences_Third Floor_3017 _ Elec | WE-WE02-03-3017 | WE02-03-3017-Elec | West End Health Precinct | WE | WE02 | AHMS - Adelaide Health and Medical Sciences | 03 | Third Floor | 3017 | 99939 | Unusable Spaces | 99939 | Unusable Spaces | 2.09 | Elec | 8 | Non Useable Floor Area Space Group | 840 | Non-usable - Service riser |  | Excellent | 0.00 | NO
West End Health Precinct_WE02-AHMS - Adelaide Health and Medical Sciences_Third Floor_3019 _ WC - M 1 | WE-WE02-03-3019 | WE02-03-3019-WC - M 1 | West End Health Precinct | WE | WE02 | AHMS - Adelaide Health and Medical Sciences | 03 | Third Floor | 3019 | 99939 | Unusable Spaces | 99939 | Unusable Spaces | 17.62 | WC - M 1 | 8 | Non Useable Floor Area Space Group | 821 | Non-usable - Toilets/Amenities - Male |  | Excellent | 0.00 | NO
West End Health Precinct_WE02-AHMS - Adelaide Health and Medical Sciences_Third Floor_3020 _ A/L - M 1 | WE-WE02-03-3020 | WE02-03-3020-A/L - M 1 | West End Health Precinct | WE | WE02 | AHMS - Adelaide Health and Medical Sciences | 03 | Third Floor | 3020 | 99939 | Unusable Spaces | 99939 | Unusable Spaces | 2.2 | A/L - M 1 | 8 | Non Useable Floor Area Space Group | 821 | Non-usable - Toilets/Amenities - Male |  | Excellent | 0.00 | NO
West End Health Precinct_WE02-AHMS - Adelaide Health and Medical Sciences_Third Floor_3021 _ Cleaner 1 | WE-WE02-03-3021 | WE02-03-3021-Cleaner 1 | West End Health Precinct | WE | WE02 | AHMS - Adelaide Health and Medical Sciences | 03 | Third Floor | 3021 | 99939 | Unusable Spaces | 99939 | Unusable Spaces | 1.75 | Cleaner 1 | 8 | Non Useable Floor Area Space Group | 806 | Non-usable - Cleaners room |  | Excellent | 0.00 | NO
West End Health Precinct_WE02-AHMS - Adelaide Health and Medical Sciences_Third Floor_3022 _ Comms | WE-WE02-03-3022 | WE02-03-3022-Comms | West End Health Precinct | WE | WE02 | AHMS - Adelaide Health and Medical Sciences | 03 | Third Floor | 3022 | 99939 | Unusable Spaces | 99939 | Unusable Spaces | 1.43 | Comms | 8 | Non Useable Floor Area Space Group | 812 | Non-usable - Comms/network system/Telephone/PABX |  | Excellent | 0.00 | NO
West End Health Precinct_WE02-AHMS - Adelaide Health and Medical Sciences_Third Floor_3024 _ VSR | WE-WE02-03-3024 | WE02-03-3024-VSR | West End Health Precinct | WE | WE02 | AHMS - Adelaide Health and Medical Sciences | 03 | Third Floor | 3024 | 99939 | Unusable Spaces | 99939 | Unusable Spaces | 1.37 | VSR | 8 | Non Useable Floor Area Space Group | 840 | Non-usable - Service riser |  | Excellent | 0.00 | NO
West End Health Precinct_WE02-AHMS - Adelaide Health and Medical Sciences_Third Floor_3025 _ Fire | WE-WE02-03-3025 | WE02-03-3025-Fire | West End Health Precinct | WE | WE02 | AHMS - Adelaide Health and Medical Sciences | 03 | Third Floor | 3025 | 99939 | Unusable Spaces | 99939 | Unusable Spaces | 0.47 | Fire | 8 | Non Useable Floor Area Space Group | 840 | Non-usable - Service riser |  | Excellent | 0.00 | NO
West End Health Precinct_WE02-AHMS - Adelaide Health and Medical Sciences_Third Floor_3027 _ Stair - Pressurisation | WE-WE02-03-3027 | WE02-03-3027-Stair - Pressurisation | West End Health Precinct | WE | WE02 | AHMS - Adelaide Health and Medical Sciences | 03 | Third Floor | 3027 | 99939 | Unusable Spaces | 99939 | Unusable Spaces | 2.76 | Stair - Pressurisation | 8 | Non Useable Floor Area Space Group | 840 | Non-usable - Service riser |  | Excellent | 0.00 | NO
West End Health Precinct_WE02-AHMS - Adelaide Health and Medical Sciences_Third Floor_3028 _ Stair - West | WE-WE02-03-3028 | WE02-03-3028-Stair - West | West End Health Precinct | WE | WE02 | AHMS - Adelaide Health and Medical Sciences | 03 | Third Floor | 3028 | 99939 | Unusable Spaces | 99939 | Unusable Spaces | 32.14 | Stair - West | 8 | Non Useable Floor Area Space Group | 805 | Non-usable - Circulation space |  | Excellent | 0.00 | NO
West End Health Precinct_WE02-AHMS - Adelaide Health and Medical Sciences_Third Floor_3030 _ Plantroom - East | WE-WE02-03-3030 | WE02-03-3030-Plantroom - East | West End Health Precinct | WE | WE02 | AHMS - Adelaide Health and Medical Sciences | 03 | Third Floor | 3030 | 99939 | Unusable Spaces | 99939 | Unusable Spaces | 46.11 | Plantroom - East | 8 | Non Useable Floor Area Space Group | 810 | Non-usable - Mechanical plant room |  | Excellent | 0.00 | NO
West End Health Precinct_WE02-AHMS - Adelaide Health and Medical Sciences_Third Floor_3031 _ Gas | WE-WE02-03-3031 | WE02-03-3031-Gas | West End Health Precinct | WE | WE02 | AHMS - Adelaide Health and Medical Sciences | 03 | Third Floor | 3031 | 99939 | Unusable Spaces | 99939 | Unusable Spaces | 0.93 | Gas | 8 | Non Useable Floor Area Space Group | 840 | Non-usable - Service riser |  | Excellent | 0.00 | NO
West End Health Precinct_WE02-AHMS - Adelaide Health and Medical Sciences_Third Floor_3032 _ Comms | WE-WE02-03-3032 | WE02-03-3032-Comms | West End Health Precinct | WE | WE02 | AHMS - Adelaide Health and Medical Sciences | 03 | Third Floor | 3032 | 99939 | Unusable Spaces | 99939 | Unusable Spaces | 0.56 | Comms | 8 | Non Useable Floor Area Space Group | 812 | Non-usable - Comms/network system/Telephone/PABX |  | Excellent | 0.00 | NO
West End Health Precinct_WE02-AHMS - Adelaide Health and Medical Sciences_Third Floor_3033 _ Hyd | WE-WE02-03-3033 | WE02-03-3033-Hyd | West End Health Precinct | WE | WE02 | AHMS - Adelaide Health and Medical Sciences | 03 | Third Floor | 3033 | 99939 | Unusable Spaces | 99939 | Unusable Spaces | 0.39 | Hyd | 8 | Non Useable Floor Area Space Group | 840 | Non-usable - Service riser |  | Excellent | 0.00 | NO
West End Health Precinct_WE02-AHMS - Adelaide Health and Medical Sciences_Third Floor_3034 _ FH | WE-WE02-03-3034 | WE02-03-3034-FH | West End Health Precinct | WE | WE02 | AHMS - Adelaide Health and Medical Sciences | 03 | Third Floor | 3034 | 99939 | Unusable Spaces | 99939 | Unusable Spaces | 0.37 | FH | 8 | Non Useable Floor Area Space Group | 840 | Non-usable - Service riser |  | Excellent | 0.00 | NO
West End Health Precinct_WE02-AHMS - Adelaide Health and Medical Sciences_Third Floor_3035 _ Elec | WE-WE02-03-3035 | WE02-03-3035-Elec | West End Health Precinct | WE | WE02 | AHMS - Adelaide Health and Medical Sciences | 03 | Third Floor | 3035 | 99939 | Unusable Spaces | 99939 | Unusable Spaces | 2.86 | Elec | 8 | Non Useable Floor Area Space Group | 840 | Non-usable - Service riser |  | Excellent | 0.00 | NO
West End Health Precinct_WE02-AHMS - Adelaide Health and Medical Sciences_Third Floor_3036 _ Stair - East | WE-WE02-03-3036 | WE02-03-3036-Stair - East | West End Health Precinct | WE | WE02 | AHMS - Adelaide Health and Medical Sciences | 03 | Third Floor | 3036 | 99939 | Unusable Spaces | 99939 | Unusable Spaces | 49.43 | Stair - East | 8 | Non Useable Floor Area Space Group | 805 | Non-usable - Circulation space |  | Excellent | 0.00 | NO
West End Health Precinct_WE02-AHMS - Adelaide Health and Medical Sciences_Third Floor_3037 _ Stair - Pressurisation | WE-WE02-03-3037 | WE02-03-3037-Stair - Pressurisation | West End Health Precinct | WE | WE02 | AHMS - Adelaide Health and Medical Sciences | 03 | Third Floor | 3037 | 99939 | Unusable Spaces | 99939 | Unusable Spaces | 2.02 | Stair - Pressurisation | 8 | Non Useable Floor Area Space Group | 840 | Non-usable - Service riser |  | Excellent | 0.00 | NO
West End Health Precinct_WE02-AHMS - Adelaide Health and Medical Sciences_Third Floor_3038 _ A/L - F 2 | WE-WE02-03-3038 | WE02-03-3038-A/L - F 2 | West End Health Precinct | WE | WE02 | AHMS - Adelaide Health and Medical Sciences | 03 | Third Floor | 3038 | 99939 | Unusable Spaces | 99939 | Unusable Spaces | 7.26 | A/L - F 2 | 8 | Non Useable Floor Area Space Group | 820 | Non-usable - Toilets/Amenities - Female |  | Excellent | 0.00 | NO
West End Health Precinct_WE02-AHMS - Adelaide Health and Medical Sciences_Third Floor_3039 _ WC - F 2 | WE-WE02-03-3039 | WE02-03-3039-WC - F 2 | West End Health Precinct | WE | WE02 | AHMS - Adelaide Health and Medical Sciences | 03 | Third Floor | 3039 | 99939 | Unusable Spaces | 99939 | Unusable Spaces | 11.27 | WC - F 2 | 8 | Non Useable Floor Area Space Group | 820 | Non-usable - Toilets/Amenities - Female |  | Excellent | 0.00 | NO
West End Health Precinct_WE02-AHMS - Adelaide Health and Medical Sciences_Third Floor_3040 _ Hyd | WE-WE02-03-3040 | WE02-03-3040-Hyd | West End Health Precinct | WE | WE02 | AHMS - Adelaide Health and Medical Sciences | 03 | Third Floor | 3040 | 99939 | Unusable Spaces | 99939 | Unusable Spaces | 2.56 | Hyd | 8 | Non Useable Floor Area Space Group | 840 | Non-usable - Service riser |  | Excellent | 0.00 | NO
West End Health Precinct_WE02-AHMS - Adelaide Health and Medical Sciences_Third Floor_3041 _ WC - M 2 | WE-WE02-03-3041 | WE02-03-3041-WC - M 2 | West End Health Precinct | WE | WE02 | AHMS - Adelaide Health and Medical Sciences | 03 | Third Floor | 3041 | 99939 | Unusable Spaces | 99939 | Unusable Spaces | 11.23 | WC - M 2 | 8 | Non Useable Floor Area Space Group | 821 | Non-usable - Toilets/Amenities - Male |  | Excellent | 0.00 | NO
West End Health Precinct_WE02-AHMS - Adelaide Health and Medical Sciences_Third Floor_3042 _ A/L - M 2 | WE-WE02-03-3042 | WE02-03-3042-A/L - M 2 | West End Health Precinct | WE | WE02 | AHMS - Adelaide Health and Medical Sciences | 03 | Third Floor | 3042 | 99939 | Unusable Spaces | 99939 | Unusable Spaces | 5.87 | A/L - M 2 | 8 | Non Useable Floor Area Space Group | 821 | Non-usable - Toilets/Amenities - Male |  | Excellent | 0.00 | NO
West End Health Precinct_WE02-AHMS - Adelaide Health and Medical Sciences_Third Floor_3043 _ Cleaner 2 | WE-WE02-03-3043 | WE02-03-3043-Cleaner 2 | West End Health Precinct | WE | WE02 | AHMS - Adelaide Health and Medical Sciences | 03 | Third Floor | 3043 | 99939 | Unusable Spaces | 99939 | Unusable Spaces | 1.36 | Cleaner 2 | 8 | Non Useable Floor Area Space Group | 806 | Non-usable - Cleaners room |  | Excellent | 0.00 | NO
West End Health Precinct_WE02-AHMS - Adelaide Health and Medical Sciences_Third Floor_3044 _ Lift Lobby - East | WE-WE02-03-3044 | WE02-03-3044-Lift Lobby - East | West End Health Precinct | WE | WE02 | AHMS - Adelaide Health and Medical Sciences | 03 | Third Floor | 3044 | 99939 | Unusable Spaces | 99939 | Unusable Spaces | 22.68 | Lift Lobby - East | 8 | Non Useable Floor Area Space Group | 805 | Non-usable - Circulation space |  | Excellent | 0.00 | NO
West End Health Precinct_WE02-AHMS - Adelaide Health and Medical Sciences_Third Floor_3046 _ East Edgescape | WE-WE02-03-3046 | WE02-03-3046-East Edgescape | West End Health Precinct | WE | WE02 | AHMS - Adelaide Health and Medical Sciences | 03 | Third Floor | 3046 | 99939 | Unusable Spaces | 99939 | Unusable Spaces | 18.74 | East Edgescape | 6 | General Facility Space Group | 604 | General Facility - Common Room General Access |  | Excellent | 5,232.21 | NO
West End Health Precinct_WE02-AHMS - Adelaide Health and Medical Sciences_Third Floor_3050 _ Terrace 1 (UCA) | WE-WE02-03-3050 | WE02-03-3050-Terrace 1 (UCA) | West End Health Precinct | WE | WE02 | AHMS - Adelaide Health and Medical Sciences | 03 | Third Floor | 3050 | 99939 | Unusable Spaces | 99939 | Unusable Spaces | 99.6 | Terrace 1 (UCA) | 8 | Non Useable Floor Area Space Group | 839 | Non-usable - Verandah/Balcony |  | Excellent | 0.00 | NO
West End Health Precinct_WE02-AHMS - Adelaide Health and Medical Sciences_Third Floor_3051 _ A/L - 1 | WE-WE02-03-3051 | WE02-03-3051-A/L - 1 | West End Health Precinct | WE | WE02 | AHMS - Adelaide Health and Medical Sciences | 03 | Third Floor | 3051 | 99939 | Unusable Spaces | 99939 | Unusable Spaces | 5.72 | A/L - 1 | 8 | Non Useable Floor Area Space Group | 805 | Non-usable - Circulation space |  | Excellent | 0.00 | NO
West End Health Precinct_WE02-AHMS - Adelaide Health and Medical Sciences_Third Floor_3052 _ Staff Collab Lounge | WE-WE02-03-3052 | WE02-03-3052-Staff Collab Lounge | West End Health Precinct | WE | WE02 | AHMS - Adelaide Health and Medical Sciences | 03 | Third Floor | 3052 | 99956 | Faculty of Health & Medical Sciences - Shared Space | 340 | Health & Medical Sciences Faculty Office | 113.19 | Staff Collab Lounge | 6 | General Facility Space Group | 605 | General Facility - Common Room Staff access |  | Excellent | 31,602.65 | NO
West End Health Precinct_WE02-AHMS - Adelaide Health and Medical Sciences_Third Floor_3052A _ Hub Seating | WE-WE02-03-3052A | WE02-03-3052A-Hub Seating | West End Health Precinct | WE | WE02 | AHMS - Adelaide Health and Medical Sciences | 03 | Third Floor | 3052A | 99956 | Faculty of Health & Medical Sciences - Shared Space | 340 | Health & Medical Sciences Faculty Office | 9.14 | Hub Seating | 5 | Library, IT and Learning Space Group | 517 | Informal Learning | INFORMAL-PRIM-S | Excellent | 2,551.89 | NO
West End Health Precinct_WE02-AHMS - Adelaide Health and Medical Sciences_Third Floor_3052B _ Hub Seating | WE-WE02-03-3052B | WE02-03-3052B-Hub Seating | West End Health Precinct | WE | WE02 | AHMS - Adelaide Health and Medical Sciences | 03 | Third Floor | 3052B | 99956 | Faculty of Health & Medical Sciences - Shared Space | 340 | Health & Medical Sciences Faculty Office | 6.29 | Hub Seating | 5 | Library, IT and Learning Space Group | 517 | Informal Learning | INFORMAL-PRIM-S | Excellent | 1,756.17 | NO
West End Health Precinct_WE02-AHMS - Adelaide Health and Medical Sciences_Third Floor_3052C _ Hub Seating | WE-WE02-03-3052C | WE02-03-3052C-Hub Seating | West End Health Precinct | WE | WE02 | AHMS - Adelaide Health and Medical Sciences | 03 | Third Floor | 3052C | 99956 | Faculty of Health & Medical Sciences - Shared Space | 340 | Health & Medical Sciences Faculty Office | 6.29 | Hub Seating | 5 | Library, IT and Learning Space Group | 517 | Informal Learning | INFORMAL-PRIM-S | Excellent | 1,756.17 | NO
West End Health Precinct_WE02-AHMS - Adelaide Health and Medical Sciences_Third Floor_3053 _ Hub 5P Meeting Room 1 | WE-WE02-03-3053 | WE02-03-3053-Hub 5P Meeting Room 1 | West End Health Precinct | WE | WE02 | AHMS - Adelaide Health and Medical Sciences | 03 | Third Floor | 3053 | 99956 | Faculty of Health & Medical Sciences - Shared Space | 340 | Health & Medical Sciences Faculty Office | 7.94 | Hub 5P Meeting Room 1 | 5 | Library, IT and Learning Space Group | 502 | Library and Learning - Small group study room |  | Excellent | 2,216.85 | NO
West End Health Precinct_WE02-AHMS - Adelaide Health and Medical Sciences_Third Floor_3054 _ Hub Staff Kitchen | WE-WE02-03-3054 | WE02-03-3054-Hub Staff Kitchen | West End Health Precinct | WE | WE02 | AHMS - Adelaide Health and Medical Sciences | 03 | Third Floor | 3054 | 99956 | Faculty of Health & Medical Sciences - Shared Space | 340 | Health & Medical Sciences Faculty Office | 14.23 | Hub Staff Kitchen | 6 | General Facility Space Group | 608 | General Facility - Kitchen/Servery/Food Storage |  | Excellent | 3,973.02 | NO
West End Health Precinct_WE02-AHMS - Adelaide Health and Medical Sciences_Third Floor_3055 _ Hub 3P Meeting Room | WE-WE02-03-3055 | WE02-03-3055-Hub 3P Meeting Room | West End Health Precinct | WE | WE02 | AHMS - Adelaide Health and Medical Sciences | 03 | Third Floor | 3055 | 99956 | Faculty of Health & Medical Sciences - Shared Space | 340 | Health & Medical Sciences Faculty Office | 6.4 | Hub 3P Meeting Room | 5 | Library, IT and Learning Space Group | 502 | Library and Learning - Small group study room |  | Excellent | 1,786.88 | NO
West End Health Precinct_WE02-AHMS - Adelaide Health and Medical Sciences_Third Floor_3056 _ Foyer - West | WE-WE02-03-3056 | WE02-03-3056-Foyer - West | West End Health Precinct | WE | WE02 | AHMS - Adelaide Health and Medical Sciences | 03 | Third Floor | 3056 | 99939 | Unusable Spaces | 99939 | Unusable Spaces | 85.68 | Foyer - West | 8 | Non Useable Floor Area Space Group | 805 | Non-usable - Circulation space |  | Excellent | 0.00 | NO
West End Health Precinct_WE02-AHMS - Adelaide Health and Medical Sciences_Third Floor_3057 _ Meeting (10P) | WE-WE02-03-3057 | WE02-03-3057-Meeting (10P) | West End Health Precinct | WE | WE02 | AHMS - Adelaide Health and Medical Sciences | 03 | Third Floor | 3057 | 99956 | Faculty of Health & Medical Sciences - Shared Space | 340 | Health & Medical Sciences Faculty Office | 18.08 | Meeting (10P) | 6 | General Facility Space Group | 601 | General Facility - Committee/Conference/Meeting room |  | Excellent | 5,047.94 | NO
West End Health Precinct_WE02-AHMS - Adelaide Health and Medical Sciences_Third Floor_3058 _ Workstation 1 - circulation | WE-WE02-03-3058 | WE02-03-3058-Workstation 1 - circulation | West End Health Precinct | WE | WE02 | AHMS - Adelaide Health and Medical Sciences | 03 | Third Floor | 3058 | 340 | Health & Medical Sciences Faculty Office Administration | 340 | Health & Medical Sciences Faculty Office | 50.81 | Workstation 1 - circulation | 1 | Office Space Group | 111 | Open Plan - Specific type not defined |  | Excellent | 12,666.21 | NO
West End Health Precinct_WE02-AHMS - Adelaide Health and Medical Sciences_Third Floor_3058.01 _ Workstation | WE-WE02-03-3058.01 | WE02-03-3058.01-Workstation | West End Health Precinct | WE | WE02 | AHMS - Adelaide Health and Medical Sciences | 03 | Third Floor | 3058.01 | 99956 | Faculty of Health & Medical Sciences - Shared Space | 340 | Health & Medical Sciences Faculty Office | 3.58 | Workstation | 1 | Office Space Group | 116 | Open Plan - Professional/General Staff |  | Excellent | 892.44 | NO
West End Health Precinct_WE02-AHMS - Adelaide Health and Medical Sciences_Third Floor_3058.02 _ Workstation | WE-WE02-03-3058.02 | WE02-03-3058.02-Workstation | West End Health Precinct | WE | WE02 | AHMS - Adelaide Health and Medical Sciences | 03 | Third Floor | 3058.02 | 99956 | Faculty of Health & Medical Sciences - Shared Space | 340 | Health & Medical Sciences Faculty Office | 3.49 | Workstation | 1 | Office Space Group | 116 | Open Plan - Professional/General Staff |  | Excellent | 870.01 | NO
West End Health Precinct_WE02-AHMS - Adelaide Health and Medical Sciences_Third Floor_3058.03 _ Workstation | WE-WE02-03-3058.03 | WE02-03-3058.03-Workstation | West End Health Precinct | WE | WE02 | AHMS - Adelaide Health and Medical Sciences | 03 | Third Floor | 3058.03 | 340 | Health & Medical Sciences Faculty Office Administration | 340 | Health & Medical Sciences Faculty Office | 3.37 | Workstation | 1 | Office Space Group | 116 | Open Plan - Professional/General Staff |  | Excellent | 840.09 | NO
West End Health Precinct_WE02-AHMS - Adelaide Health and Medical Sciences_Third Floor_3058.04 _ Workstation | WE-WE02-03-3058.04 | WE02-03-3058.04-Workstation | West End Health Precinct | WE | WE02 | AHMS - Adelaide Health and Medical Sciences | 03 | Third Floor | 3058.04 | 340 | Health & Medical Sciences Faculty Office Administration | 340 | Health & Medical Sciences Faculty Office | 3.37 | Workstation | 1 | Office Space Group | 116 | Open Plan - Professional/General Staff |  | Excellent | 840.09 | NO
West End Health Precinct_WE02-AHMS - Adelaide Health and Medical Sciences_Third Floor_3058.05 _ Workstation | WE-WE02-03-3058.05 | WE02-03-3058.05-Workstation | West End Health Precinct | WE | WE02 | AHMS - Adelaide Health and Medical Sciences | 03 | Third Floor | 3058.05 | 340 | Health & Medical Sciences Faculty Office Administration | 340 | Health & Medical Sciences Faculty Office | 3.37 | Workstation | 1 | Office Space Group | 116 | Open Plan - Professional/General Staff |  | Excellent | 840.09 | NO
West End Health Precinct_WE02-AHMS - Adelaide Health and Medical Sciences_Third Floor_3058.06 _ Workstation | WE-WE02-03-3058.06 | WE02-03-3058.06-Workstation | West End Health Precinct | WE | WE02 | AHMS - Adelaide Health and Medical Sciences | 03 | Third Floor | 3058.06 | 340 | Health & Medical Sciences Faculty Office Administration | 340 | Health & Medical Sciences Faculty Office | 3.37 | Workstation | 1 | Office Space Group | 116 | Open Plan - Professional/General Staff |  | Excellent | 840.09 | NO
West End Health Precinct_WE02-AHMS - Adelaide Health and Medical Sciences_Third Floor_3058.07 _ Workstation | WE-WE02-03-3058.07 | WE02-03-3058.07-Workstation | West End Health Precinct | WE | WE02 | AHMS - Adelaide Health and Medical Sciences | 03 | Third Floor | 3058.07 | 340 | Health & Medical Sciences Faculty Office Administration | 340 | Health & Medical Sciences Faculty Office | 3.41 | Workstation | 1 | Office Space Group | 116 | Open Plan - Professional/General Staff |  | Excellent | 850.06 | NO
West End Health Precinct_WE02-AHMS - Adelaide Health and Medical Sciences_Third Floor_3058.08 _ Workstation | WE-WE02-03-3058.08 | WE02-03-3058.08-Workstation | West End Health Precinct | WE | WE02 | AHMS - Adelaide Health and Medical Sciences | 03 | Third Floor | 3058.08 | 340 | Health & Medical Sciences Faculty Office Administration | 340 | Health & Medical Sciences Faculty Office | 3.41 | Workstation | 1 | Office Space Group | 116 | Open Plan - Professional/General Staff |  | Excellent | 850.06 | NO
West End Health Precinct_WE02-AHMS - Adelaide Health and Medical Sciences_Third Floor_3058.09 _ Workstation | WE-WE02-03-3058.09 | WE02-03-3058.09-Workstation | West End Health Precinct | WE | WE02 | AHMS - Adelaide Health and Medical Sciences | 03 | Third Floor | 3058.09 | 99956 | Faculty of Health & Medical Sciences - Shared Space | 340 | Health & Medical Sciences Faculty Office | 3.41 | Workstation | 1 | Office Space Group | 116 | Open Plan - Professional/General Staff |  | Excellent | 850.06 | NO
West End Health Precinct_WE02-AHMS - Adelaide Health and Medical Sciences_Third Floor_3058.10 _ Workstation | WE-WE02-03-3058.10 | WE02-03-3058.10-Workstation | West End Health Precinct | WE | WE02 | AHMS - Adelaide Health and Medical Sciences | 03 | Third Floor | 3058.10 | 340 | Health & Medical Sciences Faculty Office Administration | 340 | Health & Medical Sciences Faculty Office | 3.37 | Workstation | 1 | Office Space Group | 116 | Open Plan - Professional/General Staff |  | Excellent | 840.09 | NO
West End Health Precinct_WE02-AHMS - Adelaide Health and Medical Sciences_Third Floor_3058.11 _ Workstation | WE-WE02-03-3058.11 | WE02-03-3058.11-Workstation | West End Health Precinct | WE | WE02 | AHMS - Adelaide Health and Medical Sciences | 03 | Third Floor | 3058.11 | 340 | Health & Medical Sciences Faculty Office Administration | 340 | Health & Medical Sciences Faculty Office | 3.37 | Workstation | 1 | Office Space Group | 116 | Open Plan - Professional/General Staff |  | Excellent | 840.09 | NO
West End Health Precinct_WE02-AHMS - Adelaide Health and Medical Sciences_Third Floor_3058.12 _ Workstation | WE-WE02-03-3058.12 | WE02-03-3058.12-Workstation | West End Health Precinct | WE | WE02 | AHMS - Adelaide Health and Medical Sciences | 03 | Third Floor | 3058.12 | 99956 | Faculty of Health & Medical Sciences - Shared Space | 340 | Health & Medical Sciences Faculty Office | 3.41 | Workstation | 1 | Office Space Group | 116 | Open Plan - Professional/General Staff |  | Excellent | 850.06 | NO
West End Health Precinct_WE02-AHMS - Adelaide Health and Medical Sciences_Third Floor_3058.13 _ Workstation | WE-WE02-03-3058.13 | WE02-03-3058.13-Workstation | West End Health Precinct | WE | WE02 | AHMS - Adelaide Health and Medical Sciences | 03 | Third Floor | 3058.13 | 99956 | Faculty of Health & Medical Sciences - Shared Space | 340 | Health & Medical Sciences Faculty Office | 3.41 | Workstation | 1 | Office Space Group | 116 | Open Plan - Professional/General Staff |  | Excellent | 850.06 | NO
West End Health Precinct_WE02-AHMS - Adelaide Health and Medical Sciences_Third Floor_3058.14 _ Workstation | WE-WE02-03-3058.14 | WE02-03-3058.14-Workstation | West End Health Precinct | WE | WE02 | AHMS - Adelaide Health and Medical Sciences | 03 | Third Floor | 3058.14 | 99956 | Faculty of Health & Medical Sciences - Shared Space | 340 | Health & Medical Sciences Faculty Office | 3.41 | Workstation | 1 | Office Space Group | 116 | Open Plan - Professional/General Staff |  | Excellent | 850.06 | NO
West End Health Precinct_WE02-AHMS - Adelaide Health and Medical Sciences_Third Floor_3059 _ Workstation - circulation | WE-WE02-03-3059 | WE02-03-3059-Workstation - circulation | West End Health Precinct | WE | WE02 | AHMS - Adelaide Health and Medical Sciences | 03 | Third Floor | 3059 | 340 | Health & Medical Sciences Faculty Office Administration | 340 | Health & Medical Sciences Faculty Office | 45.77 | Workstation - circulation | 1 | Office Space Group | 111 | Open Plan - Specific type not defined |  | Excellent | 11,409.81 | NO
West End Health Precinct_WE02-AHMS - Adelaide Health and Medical Sciences_Third Floor_3059.01 _ Workstation | WE-WE02-03-3059.01 | WE02-03-3059.01-Workstation | West End Health Precinct | WE | WE02 | AHMS - Adelaide Health and Medical Sciences | 03 | Third Floor | 3059.01 | 99956 | Faculty of Health & Medical Sciences - Shared Space | 340 | Health & Medical Sciences Faculty Office | 3.61 | Workstation | 1 | Office Space Group | 116 | Open Plan - Professional/General Staff |  | Excellent | 899.92 | NO
West End Health Precinct_WE02-AHMS - Adelaide Health and Medical Sciences_Third Floor_3059.02 _ Workstation | WE-WE02-03-3059.02 | WE02-03-3059.02-Workstation | West End Health Precinct | WE | WE02 | AHMS - Adelaide Health and Medical Sciences | 03 | Third Floor | 3059.02 | 99956 | Faculty of Health & Medical Sciences - Shared Space | 340 | Health & Medical Sciences Faculty Office | 3.41 | Workstation | 1 | Office Space Group | 116 | Open Plan - Professional/General Staff |  | Excellent | 850.06 | NO
West End Health Precinct_WE02-AHMS - Adelaide Health and Medical Sciences_Third Floor_3059.03 _ Workstation | WE-WE02-03-3059.03 | WE02-03-3059.03-Workstation | West End Health Precinct | WE | WE02 | AHMS - Adelaide Health and Medical Sciences | 03 | Third Floor | 3059.03 | 99956 | Faculty of Health & Medical Sciences - Shared Space | 340 | Health & Medical Sciences Faculty Office | 3.41 | Workstation | 1 | Office Space Group | 116 | Open Plan - Professional/General Staff |  | Excellent | 850.06 | NO
West End Health Precinct_WE02-AHMS - Adelaide Health and Medical Sciences_Third Floor_3059.04 _ Workstation | WE-WE02-03-3059.04 | WE02-03-3059.04-Workstation | West End Health Precinct | WE | WE02 | AHMS - Adelaide Health and Medical Sciences | 03 | Third Floor | 3059.04 | 99956 | Faculty of Health & Medical Sciences - Shared Space | 340 | Health & Medical Sciences Faculty Office | 3.41 | Workstation | 1 | Office Space Group | 116 | Open Plan - Professional/General Staff |  | Excellent | 850.06 | NO
West End Health Precinct_WE02-AHMS - Adelaide Health and Medical Sciences_Third Floor_3059.05 _ Workstation | WE-WE02-03-3059.05 | WE02-03-3059.05-Workstation | West End Health Precinct | WE | WE02 | AHMS - Adelaide Health and Medical Sciences | 03 | Third Floor | 3059.05 | 384 | Medicine | 384 | Adelaide Medical School | 3.41 | Workstation | 1 | Office Space Group | 116 | Open Plan - Professional/General Staff |  | Excellent | 850.06 | NO
West End Health Precinct_WE02-AHMS - Adelaide Health and Medical Sciences_Third Floor_3059.06 _ Workstation | WE-WE02-03-3059.06 | WE02-03-3059.06-Workstation | West End Health Precinct | WE | WE02 | AHMS - Adelaide Health and Medical Sciences | 03 | Third Floor | 3059.06 | 384 | Medicine | 384 | Adelaide Medical School | 3.41 | Workstation | 1 | Office Space Group | 116 | Open Plan - Professional/General Staff |  | Excellent | 850.06 | NO
West End Health Precinct_WE02-AHMS - Adelaide Health and Medical Sciences_Third Floor_3059.07 _ Workstation | WE-WE02-03-3059.07 | WE02-03-3059.07-Workstation | West End Health Precinct | WE | WE02 | AHMS - Adelaide Health and Medical Sciences | 03 | Third Floor | 3059.07 | 375 | Nursing | 375 | Adelaide Nursing School | 3.41 | Workstation | 1 | Office Space Group | 116 | Open Plan - Professional/General Staff |  | Excellent | 850.06 | NO
West End Health Precinct_WE02-AHMS - Adelaide Health and Medical Sciences_Third Floor_3059.08 _ Workstation | WE-WE02-03-3059.08 | WE02-03-3059.08-Workstation | West End Health Precinct | WE | WE02 | AHMS - Adelaide Health and Medical Sciences | 03 | Third Floor | 3059.08 | 384 | Medicine | 384 | Adelaide Medical School | 3.41 | Workstation | 1 | Office Space Group | 116 | Open Plan - Professional/General Staff |  | Excellent | 850.06 | NO
West End Health Precinct_WE02-AHMS - Adelaide Health and Medical Sciences_Third Floor_3059.09 _ Workstation | WE-WE02-03-3059.09 | WE02-03-3059.09-Workstation | West End Health Precinct | WE | WE02 | AHMS - Adelaide Health and Medical Sciences | 03 | Third Floor | 3059.09 | 384 | Medicine | 384 | Adelaide Medical School | 3.41 | Workstation | 1 | Office Space Group | 116 | Open Plan - Professional/General Staff |  | Excellent | 850.06 | NO
West End Health Precinct_WE02-AHMS - Adelaide Health and Medical Sciences_Third Floor_3060 _ Office - Exec.1 | WE-WE02-03-3060 | WE02-03-3060-Office - Exec.1 | West End Health Precinct | WE | WE02 | AHMS - Adelaide Health and Medical Sciences | 03 | Third Floor | 3060 | 384 | Medicine | 384 | Adelaide Medical School | 18.6 | Office - Exec.1 | 1 | Office Space Group | 108 | Office - Professional/General Staff |  | Excellent | 4,636.71 | NO
West End Health Precinct_WE02-AHMS - Adelaide Health and Medical Sciences_Third Floor_3061 _ Office - Exec.1 | WE-WE02-03-3061 | WE02-03-3061-Office - Exec.1 | West End Health Precinct | WE | WE02 | AHMS - Adelaide Health and Medical Sciences | 03 | Third Floor | 3061 | 375 | Nursing | 375 | Adelaide Nursing School | 19.59 | Office - Exec.1 | 1 | Office Space Group | 108 | Office - Professional/General Staff |  | Excellent | 4,883.51 | NO
West End Health Precinct_WE02-AHMS - Adelaide Health and Medical Sciences_Third Floor_3062 _ Informal Meeting | WE-WE02-03-3062 | WE02-03-3062-Informal Meeting | West End Health Precinct | WE | WE02 | AHMS - Adelaide Health and Medical Sciences | 03 | Third Floor | 3062 | 99956 | Faculty of Health & Medical Sciences - Shared Space | 340 | Health & Medical Sciences Faculty Office | 13.41 | Informal Meeting | 6 | General Facility Space Group | 601 | General Facility - Committee/Conference/Meeting room |  | Excellent | 3,744.07 | NO
West End Health Precinct_WE02-AHMS - Adelaide Health and Medical Sciences_Third Floor_3063 _ FHR | WE-WE02-03-3063 | WE02-03-3063-FHR | West End Health Precinct | WE | WE02 | AHMS - Adelaide Health and Medical Sciences | 03 | Third Floor | 3063 | 99939 | Unusable Spaces | 99939 | Unusable Spaces | 0.32 | FHR | 8 | Non Useable Floor Area Space Group | 840 | Non-usable - Service riser |  | Excellent | 0.00 | NO
West End Health Precinct_WE02-AHMS - Adelaide Health and Medical Sciences_Third Floor_3064 _ Elec | WE-WE02-03-3064 | WE02-03-3064-Elec | West End Health Precinct | WE | WE02 | AHMS - Adelaide Health and Medical Sciences | 03 | Third Floor | 3064 | 99939 | Unusable Spaces | 99939 | Unusable Spaces | 2.67 | Elec | 8 | Non Useable Floor Area Space Group | 840 | Non-usable - Service riser |  | Excellent | 0.00 | NO
West End Health Precinct_WE02-AHMS - Adelaide Health and Medical Sciences_Third Floor_3066 _ Group Room (40P) | WE-WE02-03-3066 | WE02-03-3066-Group Room (40P) | West End Health Precinct | WE | WE02 | AHMS - Adelaide Health and Medical Sciences | 03 | Third Floor | 3066 | 99998 | Central Common Teaching Areas (In Use) | 952 | Corporate Services Division Admin | 139.65 | Group Room (40P) | 6 | General Facility Space Group | 601 | General Facility - Committee/Conference/Meeting room |  | Excellent | 38,990.28 | NO
West End Health Precinct_WE02-AHMS - Adelaide Health and Medical Sciences_Third Floor_3067 _ Terrace 3 (UCA) | WE-WE02-03-3067 | WE02-03-3067-Terrace 3 (UCA) | West End Health Precinct | WE | WE02 | AHMS - Adelaide Health and Medical Sciences | 03 | Third Floor | 3067 | 99939 | Unusable Spaces | 99939 | Unusable Spaces | 36.87 | Terrace 3 (UCA) | 8 | Non Useable Floor Area Space Group | 839 | Non-usable - Verandah/Balcony |  | Excellent | 0.00 | NO
West End Health Precinct_WE02-AHMS - Adelaide Health and Medical Sciences_Third Floor_3068 _ Bridge - South | WE-WE02-03-3068 | WE02-03-3068-Bridge - South | West End Health Precinct | WE | WE02 | AHMS - Adelaide Health and Medical Sciences | 03 | Third Floor | 3068 | 99939 | Unusable Spaces | 99939 | Unusable Spaces | 12.61 | Bridge - South | 8 | Non Useable Floor Area Space Group | 805 | Non-usable - Circulation space |  | Excellent | 0.00 | NO
West End Health Precinct_WE02-AHMS - Adelaide Health and Medical Sciences_Third Floor_3068A _ Circ. | WE-WE02-03-3068A | WE02-03-3068A-Circ. | West End Health Precinct | WE | WE02 | AHMS - Adelaide Health and Medical Sciences | 03 | Third Floor | 3068A | 99939 | Unusable Spaces | 99939 | Unusable Spaces | 33.88 | Circ. | 8 | Non Useable Floor Area Space Group | 805 | Non-usable - Circulation space |  | Excellent | 0.00 | NO
West End Health Precinct_WE02-AHMS - Adelaide Health and Medical Sciences_Third Floor_3068B _ Computers | WE-WE02-03-3068B | WE02-03-3068B-Computers | West End Health Precinct | WE | WE02 | AHMS - Adelaide Health and Medical Sciences | 03 | Third Floor | 3068B | 99956 | Faculty of Health & Medical Sciences - Shared Space | 340 | Health & Medical Sciences Faculty Office | 12.61 | Computers | 5 | Library, IT and Learning Space Group | 517 | Informal Learning | INFORMAL-PRIM-S | Excellent | 3,520.71 | NO
West End Health Precinct_WE02-AHMS - Adelaide Health and Medical Sciences_Third Floor_3069 _ Hub Bridge | WE-WE02-03-3069 | WE02-03-3069-Hub Bridge | West End Health Precinct | WE | WE02 | AHMS - Adelaide Health and Medical Sciences | 03 | Third Floor | 3069 | 99939 | Unusable Spaces | 99939 | Unusable Spaces | 10.3 | Hub Bridge | 8 | Non Useable Floor Area Space Group | 805 | Non-usable - Circulation space |  | Excellent | 0.00 | NO
West End Health Precinct_WE02-AHMS - Adelaide Health and Medical Sciences_Third Floor_3069A _ Seating | WE-WE02-03-3069A | WE02-03-3069A-Seating | West End Health Precinct | WE | WE02 | AHMS - Adelaide Health and Medical Sciences | 03 | Third Floor | 3069A | 99956 | Faculty of Health & Medical Sciences - Shared Space | 340 | Health & Medical Sciences Faculty Office | 11.81 | Seating | 5 | Library, IT and Learning Space Group | 517 | Informal Learning | INFORMAL-PRIM-S | Excellent | 3,297.35 | NO
West End Health Precinct_WE02-AHMS - Adelaide Health and Medical Sciences_Third Floor_3070 _ Terrace 2 (UCA) | WE-WE02-03-3070 | WE02-03-3070-Terrace 2 (UCA) | West End Health Precinct | WE | WE02 | AHMS - Adelaide Health and Medical Sciences | 03 | Third Floor | 3070 | 99939 | Unusable Spaces | 99939 | Unusable Spaces | 105.01 | Terrace 2 (UCA) | 8 | Non Useable Floor Area Space Group | 839 | Non-usable - Verandah/Balcony |  | Excellent | 0.00 | NO
West End Health Precinct_WE02-AHMS - Adelaide Health and Medical Sciences_Third Floor_3071 _ A/L - 2 | WE-WE02-03-3071 | WE02-03-3071-A/L - 2 | West End Health Precinct | WE | WE02 | AHMS - Adelaide Health and Medical Sciences | 03 | Third Floor | 3071 | 99939 | Unusable Spaces | 99939 | Unusable Spaces | 3.53 | A/L - 2 | 8 | Non Useable Floor Area Space Group | 805 | Non-usable - Circulation space |  | Excellent | 0.00 | NO
West End Health Precinct_WE02-AHMS - Adelaide Health and Medical Sciences_Third Floor_3072 _ Student Hub North 1 | WE-WE02-03-3072 | WE02-03-3072-Student Hub North 1 | West End Health Precinct | WE | WE02 | AHMS - Adelaide Health and Medical Sciences | 03 | Third Floor | 3072 | 99956 | Faculty of Health & Medical Sciences - Shared Space | 340 | Health & Medical Sciences Faculty Office | 81.47 | Student Hub North 1 | 5 | Library, IT and Learning Space Group | 517 | Informal Learning | INFORMAL-PRIM-S | Excellent | 22,746.43 | NO
West End Health Precinct_WE02-AHMS - Adelaide Health and Medical Sciences_Third Floor_3072A _ Hub Seating | WE-WE02-03-3072A | WE02-03-3072A-Hub Seating | West End Health Precinct | WE | WE02 | AHMS - Adelaide Health and Medical Sciences | 03 | Third Floor | 3072A | 99956 | Faculty of Health & Medical Sciences - Shared Space | 340 | Health & Medical Sciences Faculty Office | 6.37 | Hub Seating | 5 | Library, IT and Learning Space Group | 517 | Informal Learning | INFORMAL-PRIM-S | Excellent | 1,778.50 | NO
West End Health Precinct_WE02-AHMS - Adelaide Health and Medical Sciences_Third Floor_3072B _ Hub Seating | WE-WE02-03-3072B | WE02-03-3072B-Hub Seating | West End Health Precinct | WE | WE02 | AHMS - Adelaide Health and Medical Sciences | 03 | Third Floor | 3072B | 99956 | Faculty of Health & Medical Sciences - Shared Space | 340 | Health & Medical Sciences Faculty Office | 6.45 | Hub Seating | 5 | Library, IT and Learning Space Group | 517 | Informal Learning | INFORMAL-PRIM-S | Excellent | 1,800.84 | NO
West End Health Precinct_WE02-AHMS - Adelaide Health and Medical Sciences_Third Floor_3072C _ Hub Seating | WE-WE02-03-3072C | WE02-03-3072C-Hub Seating | West End Health Precinct | WE | WE02 | AHMS - Adelaide Health and Medical Sciences | 03 | Third Floor | 3072C | 99956 | Faculty of Health & Medical Sciences - Shared Space | 340 | Health & Medical Sciences Faculty Office | 6.45 | Hub Seating | 5 | Library, IT and Learning Space Group | 517 | Informal Learning | INFORMAL-PRIM-S | Excellent | 1,800.84 | NO
West End Health Precinct_WE02-AHMS - Adelaide Health and Medical Sciences_Third Floor_3073 _ Hub 3P Meeting Room 2 | WE-WE02-03-3073 | WE02-03-3073-Hub 3P Meeting Room 2 | West End Health Precinct | WE | WE02 | AHMS - Adelaide Health and Medical Sciences | 03 | Third Floor | 3073 | 99956 | Faculty of Health & Medical Sciences - Shared Space | 340 | Health & Medical Sciences Faculty Office | 5.09 | Hub 3P Meeting Room 2 | 5 | Library, IT and Learning Space Group | 502 | Library and Learning - Small group study room | INFORMAL-PRIM-C | Excellent | 1,421.13 | NO
West End Health Precinct_WE02-AHMS - Adelaide Health and Medical Sciences_Third Floor_3074 _ Print Station 1 | WE-WE02-03-3074 | WE02-03-3074-Print Station 1 | West End Health Precinct | WE | WE02 | AHMS - Adelaide Health and Medical Sciences | 03 | Third Floor | 3074 | 99956 | Faculty of Health & Medical Sciences - Shared Space | 340 | Health & Medical Sciences Faculty Office | 9.03 | Print Station 1 | 6 | General Facility Space Group | 603 | General Facility - Resource room |  | Excellent | 2,521.18 | NO
West End Health Precinct_WE02-AHMS - Adelaide Health and Medical Sciences_Third Floor_3075 _ Hub Student Kitchen | WE-WE02-03-3075 | WE02-03-3075-Hub Student Kitchen | West End Health Precinct | WE | WE02 | AHMS - Adelaide Health and Medical Sciences | 03 | Third Floor | 3075 | 99956 | Faculty of Health & Medical Sciences - Shared Space | 340 | Health & Medical Sciences Faculty Office | 10.67 | Hub Student Kitchen | 6 | General Facility Space Group | 608 | General Facility - Kitchen/Servery/Food Storage |  | Excellent | 2,979.06 | NO
West End Health Precinct_WE02-AHMS - Adelaide Health and Medical Sciences_Third Floor_3076 _ Print Station 2 | WE-WE02-03-3076 | WE02-03-3076-Print Station 2 | West End Health Precinct | WE | WE02 | AHMS - Adelaide Health and Medical Sciences | 03 | Third Floor | 3076 | 99956 | Faculty of Health & Medical Sciences - Shared Space | 340 | Health & Medical Sciences Faculty Office | 9.1 | Print Station 2 | 6 | General Facility Space Group | 603 | General Facility - Resource room |  | Excellent | 2,540.72 | NO
West End Health Precinct_WE02-AHMS - Adelaide Health and Medical Sciences_Third Floor_3077 _ Hub 5P Meeting Room 3 | WE-WE02-03-3077 | WE02-03-3077-Hub 5P Meeting Room 3 | West End Health Precinct | WE | WE02 | AHMS - Adelaide Health and Medical Sciences | 03 | Third Floor | 3077 | 99956 | Faculty of Health & Medical Sciences - Shared Space | 340 | Health & Medical Sciences Faculty Office | 8.39 | Hub 5P Meeting Room 3 | 5 | Library, IT and Learning Space Group | 502 | Library and Learning - Small group study room | INFORMAL-PRIM-C | Excellent | 2,342.49 | NO
West End Health Precinct_WE02-AHMS - Adelaide Health and Medical Sciences_Third Floor_3079 _ Hub Quiet Lounge | WE-WE02-03-3079 | WE02-03-3079-Hub Quiet Lounge | West End Health Precinct | WE | WE02 | AHMS - Adelaide Health and Medical Sciences | 03 | Third Floor | 3079 | 99956 | Faculty of Health & Medical Sciences - Shared Space | 340 | Health & Medical Sciences Faculty Office | 97.67 | Hub Quiet Lounge | 5 | Library, IT and Learning Space Group | 517 | Informal Learning | INFORMAL-PRIM-S | Excellent | 27,269.47 | NO
West End Health Precinct_WE02-AHMS - Adelaide Health and Medical Sciences_Third Floor_3080 _ Workstation 3 - circulation | WE-WE02-03-3080 | WE02-03-3080-Workstation 3 - circulation | West End Health Precinct | WE | WE02 | AHMS - Adelaide Health and Medical Sciences | 03 | Third Floor | 3080 | 340 | Health & Medical Sciences Faculty Office Administration | 340 | Health & Medical Sciences Faculty Office | 25.44 | Workstation 3 - circulation | 1 | Office Space Group | 111 | Open Plan - Specific type not defined |  | Excellent | 6,341.83 | NO
West End Health Precinct_WE02-AHMS - Adelaide Health and Medical Sciences_Third Floor_3080.01 _ Workstation | WE-WE02-03-3080.01 | WE02-03-3080.01-Workstation | West End Health Precinct | WE | WE02 | AHMS - Adelaide Health and Medical Sciences | 03 | Third Floor | 3080.01 | 340 | Health & Medical Sciences Faculty Office Administration | 340 | Health & Medical Sciences Faculty Office | 3.55 | Workstation | 1 | Office Space Group | 116 | Open Plan - Professional/General Staff |  | Excellent | 884.96 | NO
West End Health Precinct_WE02-AHMS - Adelaide Health and Medical Sciences_Third Floor_3080.02 _ Workstation | WE-WE02-03-3080.02 | WE02-03-3080.02-Workstation | West End Health Precinct | WE | WE02 | AHMS - Adelaide Health and Medical Sciences | 03 | Third Floor | 3080.02 | 340 | Health & Medical Sciences Faculty Office Administration | 340 | Health & Medical Sciences Faculty Office | 4.15 | Workstation | 1 | Office Space Group | 116 | Open Plan - Professional/General Staff |  | Excellent | 1,034.54 | NO
West End Health Precinct_WE02-AHMS - Adelaide Health and Medical Sciences_Third Floor_3080.03 _ Workstation | WE-WE02-03-3080.03 | WE02-03-3080.03-Workstation | West End Health Precinct | WE | WE02 | AHMS - Adelaide Health and Medical Sciences | 03 | Third Floor | 3080.03 | 340 | Health & Medical Sciences Faculty Office Administration | 340 | Health & Medical Sciences Faculty Office | 3.55 | Workstation | 1 | Office Space Group | 116 | Open Plan - Professional/General Staff |  | Excellent | 884.96 | NO
West End Health Precinct_WE02-AHMS - Adelaide Health and Medical Sciences_Third Floor_3080.04 _ Workstation | WE-WE02-03-3080.04 | WE02-03-3080.04-Workstation | West End Health Precinct | WE | WE02 | AHMS - Adelaide Health and Medical Sciences | 03 | Third Floor | 3080.04 | 340 | Health & Medical Sciences Faculty Office Administration | 340 | Health & Medical Sciences Faculty Office | 4.15 | Workstation | 1 | Office Space Group | 116 | Open Plan - Professional/General Staff |  | Excellent | 1,034.54 | NO
West End Health Precinct_WE02-AHMS - Adelaide Health and Medical Sciences_Third Floor_3080.05 _ Workstation | WE-WE02-03-3080.05 | WE02-03-3080.05-Workstation | West End Health Precinct | WE | WE02 | AHMS - Adelaide Health and Medical Sciences | 03 | Third Floor | 3080.05 | 340 | Health & Medical Sciences Faculty Office Administration | 340 | Health & Medical Sciences Faculty Office | 3 | Workstation | 1 | Office Space Group | 116 | Open Plan - Professional/General Staff |  | Excellent | 747.86 | NO
West End Health Precinct_WE02-AHMS - Adelaide Health and Medical Sciences_Third Floor_3080.06 _ Workstation | WE-WE02-03-3080.06 | WE02-03-3080.06-Workstation | West End Health Precinct | WE | WE02 | AHMS - Adelaide Health and Medical Sciences | 03 | Third Floor | 3080.06 | 340 | Health & Medical Sciences Faculty Office Administration | 340 | Health & Medical Sciences Faculty Office | 3 | Workstation | 1 | Office Space Group | 116 | Open Plan - Professional/General Staff |  | Excellent | 747.86 | NO
West End Health Precinct_WE02-AHMS - Adelaide Health and Medical Sciences_Third Floor_3080.07 _ Workstation | WE-WE02-03-3080.07 | WE02-03-3080.07-Workstation | West End Health Precinct | WE | WE02 | AHMS - Adelaide Health and Medical Sciences | 03 | Third Floor | 3080.07 | 340 | Health & Medical Sciences Faculty Office Administration | 340 | Health & Medical Sciences Faculty Office | 2.79 | Workstation | 1 | Office Space Group | 116 | Open Plan - Professional/General Staff |  | Excellent | 695.51 | NO
West End Health Precinct_WE02-AHMS - Adelaide Health and Medical Sciences_Third Floor_3081 _ Comms | WE-WE02-03-3081 | WE02-03-3081-Comms | West End Health Precinct | WE | WE02 | AHMS - Adelaide Health and Medical Sciences | 03 | Third Floor | 3081 | 99939 | Unusable Spaces | 99939 | Unusable Spaces | 16.21 | Comms | 8 | Non Useable Floor Area Space Group | 812 | Non-usable - Comms/network system/Telephone/PABX |  | Excellent | 0.00 | NO
West End Health Precinct_WE02-AHMS - Adelaide Health and Medical Sciences_Third Floor_3082 _ Utility 1 | WE-WE02-03-3082 | WE02-03-3082-Utility 1 | West End Health Precinct | WE | WE02 | AHMS - Adelaide Health and Medical Sciences | 03 | Third Floor | 3082 | 99956 | Faculty of Health & Medical Sciences - Shared Space | 340 | Health & Medical Sciences Faculty Office | 13.95 | Utility 1 | 6 | General Facility Space Group | 603 | General Facility - Resource room |  | Excellent | 3,894.84 | NO
West End Health Precinct_WE02-AHMS - Adelaide Health and Medical Sciences_Third Floor_3082A _ Circ. | WE-WE02-03-3082A | WE02-03-3082A-Circ. | West End Health Precinct | WE | WE02 | AHMS - Adelaide Health and Medical Sciences | 03 | Third Floor | 3082A | 99939 | Unusable Spaces | 99939 | Unusable Spaces | 5.89 | Circ. | 8 | Non Useable Floor Area Space Group | 805 | Non-usable - Circulation space |  | Excellent | 0.00 | NO
West End Health Precinct_WE02-AHMS - Adelaide Health and Medical Sciences_Third Floor_3083 _ Student Consult Room 1 | WE-WE02-03-3083 | WE02-03-3083-Student Consult Room 1 | West End Health Precinct | WE | WE02 | AHMS - Adelaide Health and Medical Sciences | 03 | Third Floor | 3083 | 99956 | Faculty of Health & Medical Sciences - Shared Space | 340 | Health & Medical Sciences Faculty Office | 5.67 | Student Consult Room 1 | 3 | Specialist Teaching or Research Space Group | 334 | Interview/Consultation Room Practice room |  | Excellent | 1,879.89 | NO
West End Health Precinct_WE02-AHMS - Adelaide Health and Medical Sciences_Third Floor_3084 _ Student Consult Room 2 | WE-WE02-03-3084 | WE02-03-3084-Student Consult Room 2 | West End Health Precinct | WE | WE02 | AHMS - Adelaide Health and Medical Sciences | 03 | Third Floor | 3084 | 99956 | Faculty of Health & Medical Sciences - Shared Space | 340 | Health & Medical Sciences Faculty Office | 5.66 | Student Consult Room 2 | 3 | Specialist Teaching or Research Space Group | 334 | Interview/Consultation Room Practice room |  | Excellent | 1,876.57 | NO
West End Health Precinct_WE02-AHMS - Adelaide Health and Medical Sciences_Third Floor_3085 _ Store | WE-WE02-03-3085 | WE02-03-3085-Store | West End Health Precinct | WE | WE02 | AHMS - Adelaide Health and Medical Sciences | 03 | Third Floor | 3085 | 99956 | Faculty of Health & Medical Sciences - Shared Space | 340 | Health & Medical Sciences Faculty Office | 4.8 | Store | 4 | Ancillary Area Space Group | 419 | Ancillary Area - Store Room - Generic |  | Excellent | 1,052.98 | NO
West End Health Precinct_WE02-AHMS - Adelaide Health and Medical Sciences_Third Floor_3086 _ VSR | WE-WE02-03-3086 | WE02-03-3086-VSR | West End Health Precinct | WE | WE02 | AHMS - Adelaide Health and Medical Sciences | 03 | Third Floor | 3086 | 99939 | Unusable Spaces | 99939 | Unusable Spaces | 2.84 | VSR | 8 | Non Useable Floor Area Space Group | 840 | Non-usable - Service riser |  | Excellent | 0.00 | NO
West End Health Precinct_WE02-AHMS - Adelaide Health and Medical Sciences_Third Floor_3087 _ Elec | WE-WE02-03-3087 | WE02-03-3087-Elec | West End Health Precinct | WE | WE02 | AHMS - Adelaide Health and Medical Sciences | 03 | Third Floor | 3087 | 99939 | Unusable Spaces | 99939 | Unusable Spaces | 2.02 | Elec | 8 | Non Useable Floor Area Space Group | 840 | Non-usable - Service riser |  | Excellent | 0.00 | NO
West End Health Precinct_WE02-AHMS - Adelaide Health and Medical Sciences_Third Floor_3088 _ Service Desks | WE-WE02-03-3088 | WE02-03-3088-Service Desks | West End Health Precinct | WE | WE02 | AHMS - Adelaide Health and Medical Sciences | 03 | Third Floor | 3088 | 99956 | Faculty of Health & Medical Sciences - Shared Space | 340 | Health & Medical Sciences Faculty Office | 7.1 | Service Desks | 6 | General Facility Space Group | 604 | General Facility - Common Room General Access |  | Excellent | 1,982.32 | NO
West End Health Precinct_WE02-AHMS - Adelaide Health and Medical Sciences_Third Floor_3088.01 _ Workstation | WE-WE02-03-3088.01 | WE02-03-3088.01-Workstation | West End Health Precinct | WE | WE02 | AHMS - Adelaide Health and Medical Sciences | 03 | Third Floor | 3088.01 | 340 | Health & Medical Sciences Faculty Office Administration | 340 | Health & Medical Sciences Faculty Office | 7.43 | Workstation | 1 | Office Space Group | 116 | Open Plan - Professional/General Staff |  | Excellent | 1,852.19 | NO
West End Health Precinct_WE02-AHMS - Adelaide Health and Medical Sciences_Third Floor_3088.02 _ Workstation | WE-WE02-03-3088.02 | WE02-03-3088.02-Workstation | West End Health Precinct | WE | WE02 | AHMS - Adelaide Health and Medical Sciences | 03 | Third Floor | 3088.02 | 340 | Health & Medical Sciences Faculty Office Administration | 340 | Health & Medical Sciences Faculty Office | 5.61 | Workstation | 1 | Office Space Group | 116 | Open Plan - Professional/General Staff |  | Excellent | 1,398.49 | NO
West End Health Precinct_WE02-AHMS - Adelaide Health and Medical Sciences_Third Floor_3088.03 _ Workstation | WE-WE02-03-3088.03 | WE02-03-3088.03-Workstation | West End Health Precinct | WE | WE02 | AHMS - Adelaide Health and Medical Sciences | 03 | Third Floor | 3088.03 | 340 | Health & Medical Sciences Faculty Office Administration | 340 | Health & Medical Sciences Faculty Office | 5.61 | Workstation | 1 | Office Space Group | 116 | Open Plan - Professional/General Staff |  | Excellent | 1,398.49 | NO
West End Health Precinct_WE02-AHMS - Adelaide Health and Medical Sciences_Third Floor_3088.04 _ Workstation | WE-WE02-03-3088.04 | WE02-03-3088.04-Workstation | West End Health Precinct | WE | WE02 | AHMS - Adelaide Health and Medical Sciences | 03 | Third Floor | 3088.04 | 99956 | Faculty of Health & Medical Sciences - Shared Space | 340 | Health & Medical Sciences Faculty Office | 5.53 | Workstation | 1 | Office Space Group | 116 | Open Plan - Professional/General Staff |  | Excellent | 1,378.55 | NO
West End Health Precinct_WE02-AHMS - Adelaide Health and Medical Sciences_Third Floor_3088.05 _ Workstation | WE-WE02-03-3088.05 | WE02-03-3088.05-Workstation | West End Health Precinct | WE | WE02 | AHMS - Adelaide Health and Medical Sciences | 03 | Third Floor | 3088.05 | 99956 | Faculty of Health & Medical Sciences - Shared Space | 340 | Health & Medical Sciences Faculty Office | 6.18 | Workstation | 1 | Office Space Group | 116 | Open Plan - Professional/General Staff |  | Excellent | 1,540.59 | NO
West End Health Precinct_WE02-AHMS - Adelaide Health and Medical Sciences_Third Floor_3088A _ Circ. | WE-WE02-03-3088A | WE02-03-3088A-Circ. | West End Health Precinct | WE | WE02 | AHMS - Adelaide Health and Medical Sciences | 03 | Third Floor | 3088A | 99939 | Unusable Spaces | 99939 | Unusable Spaces | 96.06 | Circ. | 8 | Non Useable Floor Area Space Group | 805 | Non-usable - Circulation space |  | Excellent | 0.00 | NO
West End Health Precinct_WE02-AHMS - Adelaide Health and Medical Sciences_Third Floor_3088B _ Store | WE-WE02-03-3088B | WE02-03-3088B-Store | West End Health Precinct | WE | WE02 | AHMS - Adelaide Health and Medical Sciences | 03 | Third Floor | 3088B | 99956 | Faculty of Health & Medical Sciences - Shared Space | 340 | Health & Medical Sciences Faculty Office | 0.51 | Store | 4 | Ancillary Area Space Group | 419 | Ancillary Area - Store Room - Generic |  | Excellent | 111.88 | NO
West End Health Precinct_WE02-AHMS - Adelaide Health and Medical Sciences_Third Floor_3088C _ Store | WE-WE02-03-3088C | WE02-03-3088C-Store | West End Health Precinct | WE | WE02 | AHMS - Adelaide Health and Medical Sciences | 03 | Third Floor | 3088C | 99956 | Faculty of Health & Medical Sciences - Shared Space | 340 | Health & Medical Sciences Faculty Office | 1.28 | Store | 4 | Ancillary Area Space Group | 419 | Ancillary Area - Store Room - Generic |  | Excellent | 280.80 | NO
West End Health Precinct_WE02-AHMS - Adelaide Health and Medical Sciences_Third Floor_3089 _ Project Room 1 | WE-WE02-03-3089 | WE02-03-3089-Project Room 1 | West End Health Precinct | WE | WE02 | AHMS - Adelaide Health and Medical Sciences | 03 | Third Floor | 3089 | 99956 | Faculty of Health & Medical Sciences - Shared Space | 340 | Health & Medical Sciences Faculty Office | 12.83 | Project Room 1 | 2 | Teaching Space Group | 215 | Problem Based Learning Room |  | Excellent | 3,901.97 | NO
West End Health Precinct_WE02-AHMS - Adelaide Health and Medical Sciences_Third Floor_3090 _ Project Room 2 | WE-WE02-03-3090 | WE02-03-3090-Project Room 2 | West End Health Precinct | WE | WE02 | AHMS - Adelaide Health and Medical Sciences | 03 | Third Floor | 3090 | 99956 | Faculty of Health & Medical Sciences - Shared Space | 340 | Health & Medical Sciences Faculty Office | 12.85 | Project Room 2 | 2 | Teaching Space Group | 215 | Problem Based Learning Room |  | Excellent | 3,908.05 | NO
West End Health Precinct_WE02-AHMS - Adelaide Health and Medical Sciences_Third Floor_3091 _ Project Room 3 | WE-WE02-03-3091 | WE02-03-3091-Project Room 3 | West End Health Precinct | WE | WE02 | AHMS - Adelaide Health and Medical Sciences | 03 | Third Floor | 3091 | 99956 | Faculty of Health & Medical Sciences - Shared Space | 340 | Health & Medical Sciences Faculty Office | 13.17 | Project Room 3 | 2 | Teaching Space Group | 215 | Problem Based Learning Room |  | Excellent | 4,005.37 | NO
West End Health Precinct_WE02-AHMS - Adelaide Health and Medical Sciences_Third Floor_3092 _ Project Room 4 | WE-WE02-03-3092 | WE02-03-3092-Project Room 4 | West End Health Precinct | WE | WE02 | AHMS - Adelaide Health and Medical Sciences | 03 | Third Floor | 3092 | 99956 | Faculty of Health & Medical Sciences - Shared Space | 340 | Health & Medical Sciences Faculty Office | 13.13 | Project Room 4 | 2 | Teaching Space Group | 215 | Problem Based Learning Room |  | Excellent | 3,993.21 | NO
West End Health Precinct_WE02-AHMS - Adelaide Health and Medical Sciences_Third Floor_3093 _ Lockers - Student | WE-WE02-03-3093 | WE02-03-3093-Lockers - Student | West End Health Precinct | WE | WE02 | AHMS - Adelaide Health and Medical Sciences | 03 | Third Floor | 3093 | 99956 | Faculty of Health & Medical Sciences - Shared Space | 340 | Health & Medical Sciences Faculty Office | 5.01 | Lockers - Student | 4 | Ancillary Area Space Group | 416 | Ancillary Area - Locker Storage/Room |  | Excellent | 1,099.05 | NO
West End Health Precinct_WE02-AHMS - Adelaide Health and Medical Sciences_Third Floor_3093A _ FH | WE-WE02-03-3093A | WE02-03-3093A-FH | West End Health Precinct | WE | WE02 | AHMS - Adelaide Health and Medical Sciences | 03 | Third Floor | 3093A | 99939 | Unusable Spaces | 99939 | Unusable Spaces | 0.39 | FH | 8 | Non Useable Floor Area Space Group | 840 | Non-usable - Service riser |  | Excellent | 0.00 | NO
West End Health Precinct_WE02-AHMS - Adelaide Health and Medical Sciences_Third Floor_3094 _ Student Hub South 2 | WE-WE02-03-3094 | WE02-03-3094-Student Hub South 2 | West End Health Precinct | WE | WE02 | AHMS - Adelaide Health and Medical Sciences | 03 | Third Floor | 3094 | 99956 | Faculty of Health & Medical Sciences - Shared Space | 340 | Health & Medical Sciences Faculty Office | 19.34 | Student Hub South 2 | 5 | Library, IT and Learning Space Group | 517 | Informal Learning | INFORMAL-PRIM-S | Excellent | 5,399.73 | NO
West End Health Precinct_WE02-AHMS - Adelaide Health and Medical Sciences_Third Floor_3094A _ Circ. | WE-WE02-03-3094A | WE02-03-3094A-Circ. | West End Health Precinct | WE | WE02 | AHMS - Adelaide Health and Medical Sciences | 03 | Third Floor | 3094A | 99939 | Unusable Spaces | 99939 | Unusable Spaces | 47.91 | Circ. | 8 | Non Useable Floor Area Space Group | 805 | Non-usable - Circulation space |  | Excellent | 0.00 | NO
West End Health Precinct_WE02-AHMS - Adelaide Health and Medical Sciences_Third Floor_3094B _ Seating | WE-WE02-03-3094B | WE02-03-3094B-Seating | West End Health Precinct | WE | WE02 | AHMS - Adelaide Health and Medical Sciences | 03 | Third Floor | 3094B | 99956 | Faculty of Health & Medical Sciences - Shared Space | 340 | Health & Medical Sciences Faculty Office | 10.11 | Seating | 5 | Library, IT and Learning Space Group | 517 | Informal Learning | INFORMAL-PRIM-S | Excellent | 2,822.71 | NO
West End Health Precinct_WE02-AHMS - Adelaide Health and Medical Sciences_Third Floor_3094C _ Seating | WE-WE02-03-3094C | WE02-03-3094C-Seating | West End Health Precinct | WE | WE02 | AHMS - Adelaide Health and Medical Sciences | 03 | Third Floor | 3094C | 99956 | Faculty of Health & Medical Sciences - Shared Space | 340 | Health & Medical Sciences Faculty Office | 6.23 | Seating | 5 | Library, IT and Learning Space Group | 517 | Informal Learning | INFORMAL-PRIM-S | Excellent | 1,739.42 | NO
West End Health Precinct_WE02-AHMS - Adelaide Health and Medical Sciences_Third Floor_3095 _ Escalators | WE-WE02-03-3095 | WE02-03-3095-Escalators | West End Health Precinct | WE | WE02 | AHMS - Adelaide Health and Medical Sciences | 03 | Third Floor | 3095 | 99939 | Unusable Spaces | 99939 | Unusable Spaces | 43.67 | Escalators | 8 | Non Useable Floor Area Space Group | 805 | Non-usable - Circulation space |  | Excellent | 0.00 | NO
West End Health Precinct_WE02-AHMS - Adelaide Health and Medical Sciences_Third Floor_3096 _ Utility | WE-WE02-03-3096 | WE02-03-3096-Utility | West End Health Precinct | WE | WE02 | AHMS - Adelaide Health and Medical Sciences | 03 | Third Floor | 3096 | 99939 | Unusable Spaces | 99939 | Unusable Spaces | 11.73 | Utility | 6 | General Facility Space Group | 603 | General Facility - Resource room |  | Excellent | 3,275.02 | NO
West End Health Precinct_WE02-AHMS - Adelaide Health and Medical Sciences_Fourth Floor_4001 _ West Edgescape | WE-WE02-04-4001 | WE02-04-4001-West Edgescape | West End Health Precinct | WE | WE02 | AHMS - Adelaide Health and Medical Sciences | 04 | Fourth Floor | 4001 | 99939 | Unusable Spaces | 99939 | Unusable Spaces | 49.71 | West Edgescape | 6 | General Facility Space Group | 604 | General Facility - Common Room General Access |  | Excellent | 13,879.03 | NO
West End Health Precinct_WE02-AHMS - Adelaide Health and Medical Sciences_Fourth Floor_4002 _ Plantroom - West | WE-WE02-04-4002 | WE02-04-4002-Plantroom - West | West End Health Precinct | WE | WE02 | AHMS - Adelaide Health and Medical Sciences | 04 | Fourth Floor | 4002 | 99939 | Unusable Spaces | 99939 | Unusable Spaces | 51.91 | Plantroom - West | 8 | Non Useable Floor Area Space Group | 810 | Non-usable - Mechanical plant room |  | Excellent | 0.00 | NO
West End Health Precinct_WE02-AHMS - Adelaide Health and Medical Sciences_Fourth Floor_4003 _ A/L | WE-WE02-04-4003 | WE02-04-4003-A/L | West End Health Precinct | WE | WE02 | AHMS - Adelaide Health and Medical Sciences | 04 | Fourth Floor | 4003 | 99939 | Unusable Spaces | 99939 | Unusable Spaces | 12.6 | A/L | 8 | Non Useable Floor Area Space Group | 805 | Non-usable - Circulation space |  | Excellent | 0.00 | NO
West End Health Precinct_WE02-AHMS - Adelaide Health and Medical Sciences_Fourth Floor_4007 _ Lift Lobby - West | WE-WE02-04-4007 | WE02-04-4007-Lift Lobby - West | West End Health Precinct | WE | WE02 | AHMS - Adelaide Health and Medical Sciences | 04 | Fourth Floor | 4007 | 99939 | Unusable Spaces | 99939 | Unusable Spaces | 27.34 | Lift Lobby - West | 8 | Non Useable Floor Area Space Group | 805 | Non-usable - Circulation space |  | Excellent | 0.00 | NO
West End Health Precinct_WE02-AHMS - Adelaide Health and Medical Sciences_Fourth Floor_4008 _ VSR | WE-WE02-04-4008 | WE02-04-4008-VSR | West End Health Precinct | WE | WE02 | AHMS - Adelaide Health and Medical Sciences | 04 | Fourth Floor | 4008 | 99939 | Unusable Spaces | 99939 | Unusable Spaces | 4.88 | VSR | 8 | Non Useable Floor Area Space Group | 840 | Non-usable - Service riser |  | Excellent | 0.00 | NO
West End Health Precinct_WE02-AHMS - Adelaide Health and Medical Sciences_Fourth Floor_4012 _ Hyd | WE-WE02-04-4012 | WE02-04-4012-Hyd | West End Health Precinct | WE | WE02 | AHMS - Adelaide Health and Medical Sciences | 04 | Fourth Floor | 4012 | 99939 | Unusable Spaces | 99939 | Unusable Spaces | 3.5 | Hyd | 8 | Non Useable Floor Area Space Group | 840 | Non-usable - Service riser |  | Excellent | 0.00 | NO
West End Health Precinct_WE02-AHMS - Adelaide Health and Medical Sciences_Fourth Floor_4013 _ WC - F 1 | WE-WE02-04-4013 | WE02-04-4013-WC - F 1 | West End Health Precinct | WE | WE02 | AHMS - Adelaide Health and Medical Sciences | 04 | Fourth Floor | 4013 | 99939 | Unusable Spaces | 99939 | Unusable Spaces | 18.18 | WC - F 1 | 8 | Non Useable Floor Area Space Group | 820 | Non-usable - Toilets/Amenities - Female |  | Excellent | 0.00 | NO
West End Health Precinct_WE02-AHMS - Adelaide Health and Medical Sciences_Fourth Floor_4014 _ WC - Access | WE-WE02-04-4014 | WE02-04-4014-WC - Access | West End Health Precinct | WE | WE02 | AHMS - Adelaide Health and Medical Sciences | 04 | Fourth Floor | 4014 | 99939 | Unusable Spaces | 99939 | Unusable Spaces | 5.27 | WC - Access | 8 | Non Useable Floor Area Space Group | 818 | Non-usable - Toilets/Amenities - Unisex Accessible |  | Excellent | 0.00 | NO
West End Health Precinct_WE02-AHMS - Adelaide Health and Medical Sciences_Fourth Floor_4014A _ VSR | WE-WE02-04-4014A | WE02-04-4014A-VSR | West End Health Precinct | WE | WE02 | AHMS - Adelaide Health and Medical Sciences | 04 | Fourth Floor | 4014A | 99939 | Unusable Spaces | 99939 | Unusable Spaces | 0.58 | VSR | 8 | Non Useable Floor Area Space Group | 840 | Non-usable - Service riser |  | Excellent | 0.00 | NO
West End Health Precinct_WE02-AHMS - Adelaide Health and Medical Sciences_Fourth Floor_4015 _ A/L - F 1 | WE-WE02-04-4015 | WE02-04-4015-A/L - F 1 | West End Health Precinct | WE | WE02 | AHMS - Adelaide Health and Medical Sciences | 04 | Fourth Floor | 4015 | 99939 | Unusable Spaces | 99939 | Unusable Spaces | 2.21 | A/L - F 1 | 8 | Non Useable Floor Area Space Group | 820 | Non-usable - Toilets/Amenities - Female |  | Excellent | 0.00 | NO
West End Health Precinct_WE02-AHMS - Adelaide Health and Medical Sciences_Fourth Floor_4016 _ Circ. | WE-WE02-04-4016 | WE02-04-4016-Circ. | West End Health Precinct | WE | WE02 | AHMS - Adelaide Health and Medical Sciences | 04 | Fourth Floor | 4016 | 99939 | Unusable Spaces | 99939 | Unusable Spaces | 11.54 | Circ. | 8 | Non Useable Floor Area Space Group | 805 | Non-usable - Circulation space |  | Excellent | 0.00 | NO
West End Health Precinct_WE02-AHMS - Adelaide Health and Medical Sciences_Fourth Floor_4017 _ Elec | WE-WE02-04-4017 | WE02-04-4017-Elec | West End Health Precinct | WE | WE02 | AHMS - Adelaide Health and Medical Sciences | 04 | Fourth Floor | 4017 | 99939 | Unusable Spaces | 99939 | Unusable Spaces | 2.09 | Elec | 8 | Non Useable Floor Area Space Group | 840 | Non-usable - Service riser |  | Excellent | 0.00 | NO
West End Health Precinct_WE02-AHMS - Adelaide Health and Medical Sciences_Fourth Floor_4019 _ WC - M 1 | WE-WE02-04-4019 | WE02-04-4019-WC - M 1 | West End Health Precinct | WE | WE02 | AHMS - Adelaide Health and Medical Sciences | 04 | Fourth Floor | 4019 | 99939 | Unusable Spaces | 99939 | Unusable Spaces | 17.76 | WC - M 1 | 8 | Non Useable Floor Area Space Group | 821 | Non-usable - Toilets/Amenities - Male |  | Excellent | 0.00 | NO
West End Health Precinct_WE02-AHMS - Adelaide Health and Medical Sciences_Fourth Floor_4019A _ VSR | WE-WE02-04-4019A | WE02-04-4019A-VSR | West End Health Precinct | WE | WE02 | AHMS - Adelaide Health and Medical Sciences | 04 | Fourth Floor | 4019A | 99939 | Unusable Spaces | 99939 | Unusable Spaces | 0.66 | VSR | 8 | Non Useable Floor Area Space Group | 840 | Non-usable - Service riser |  | Excellent | 0.00 | NO
West End Health Precinct_WE02-AHMS - Adelaide Health and Medical Sciences_Fourth Floor_4020 _ A/L - M 1 | WE-WE02-04-4020 | WE02-04-4020-A/L - M 1 | West End Health Precinct | WE | WE02 | AHMS - Adelaide Health and Medical Sciences | 04 | Fourth Floor | 4020 | 99939 | Unusable Spaces | 99939 | Unusable Spaces | 2.22 | A/L - M 1 | 8 | Non Useable Floor Area Space Group | 821 | Non-usable - Toilets/Amenities - Male |  | Excellent | 0.00 | NO
West End Health Precinct_WE02-AHMS - Adelaide Health and Medical Sciences_Fourth Floor_4021 _ Cleaner 1 | WE-WE02-04-4021 | WE02-04-4021-Cleaner 1 | West End Health Precinct | WE | WE02 | AHMS - Adelaide Health and Medical Sciences | 04 | Fourth Floor | 4021 | 99939 | Unusable Spaces | 99939 | Unusable Spaces | 1.75 | Cleaner 1 | 8 | Non Useable Floor Area Space Group | 806 | Non-usable - Cleaners room |  | Excellent | 0.00 | NO
West End Health Precinct_WE02-AHMS - Adelaide Health and Medical Sciences_Fourth Floor_4022 _ Comms | WE-WE02-04-4022 | WE02-04-4022-Comms | West End Health Precinct | WE | WE02 | AHMS - Adelaide Health and Medical Sciences | 04 | Fourth Floor | 4022 | 99939 | Unusable Spaces | 99939 | Unusable Spaces | 1.43 | Comms | 8 | Non Useable Floor Area Space Group | 812 | Non-usable - Comms/network system/Telephone/PABX |  | Excellent | 0.00 | NO
West End Health Precinct_WE02-AHMS - Adelaide Health and Medical Sciences_Fourth Floor_4024 _ VSR | WE-WE02-04-4024 | WE02-04-4024-VSR | West End Health Precinct | WE | WE02 | AHMS - Adelaide Health and Medical Sciences | 04 | Fourth Floor | 4024 | 99939 | Unusable Spaces | 99939 | Unusable Spaces | 1.37 | VSR | 8 | Non Useable Floor Area Space Group | 840 | Non-usable - Service riser |  | Excellent | 0.00 | NO
West End Health Precinct_WE02-AHMS - Adelaide Health and Medical Sciences_Fourth Floor_4025 _ Fire | WE-WE02-04-4025 | WE02-04-4025-Fire | West End Health Precinct | WE | WE02 | AHMS - Adelaide Health and Medical Sciences | 04 | Fourth Floor | 4025 | 99939 | Unusable Spaces | 99939 | Unusable Spaces | 0.47 | Fire | 8 | Non Useable Floor Area Space Group | 840 | Non-usable - Service riser |  | Excellent | 0.00 | NO
West End Health Precinct_WE02-AHMS - Adelaide Health and Medical Sciences_Fourth Floor_4026 _ FH | WE-WE02-04-4026 | WE02-04-4026-FH | West End Health Precinct | WE | WE02 | AHMS - Adelaide Health and Medical Sciences | 04 | Fourth Floor | 4026 | 99939 | Unusable Spaces | 99939 | Unusable Spaces | 0.48 | FH | 8 | Non Useable Floor Area Space Group | 840 | Non-usable - Service riser |  | Excellent | 0.00 | NO
West End Health Precinct_WE02-AHMS - Adelaide Health and Medical Sciences_Fourth Floor_4027 _ Stair - Pressurisation | WE-WE02-04-4027 | WE02-04-4027-Stair - Pressurisation | West End Health Precinct | WE | WE02 | AHMS - Adelaide Health and Medical Sciences | 04 | Fourth Floor | 4027 | 99939 | Unusable Spaces | 99939 | Unusable Spaces | 2.76 | Stair - Pressurisation | 8 | Non Useable Floor Area Space Group | 840 | Non-usable - Service riser |  | Excellent | 0.00 | NO
West End Health Precinct_WE02-AHMS - Adelaide Health and Medical Sciences_Fourth Floor_4028 _ Stair - West | WE-WE02-04-4028 | WE02-04-4028-Stair - West | West End Health Precinct | WE | WE02 | AHMS - Adelaide Health and Medical Sciences | 04 | Fourth Floor | 4028 | 99939 | Unusable Spaces | 99939 | Unusable Spaces | 32.14 | Stair - West | 8 | Non Useable Floor Area Space Group | 805 | Non-usable - Circulation space |  | Excellent | 0.00 | NO
West End Health Precinct_WE02-AHMS - Adelaide Health and Medical Sciences_Fourth Floor_4030 _ Plantroom - East | WE-WE02-04-4030 | WE02-04-4030-Plantroom - East | West End Health Precinct | WE | WE02 | AHMS - Adelaide Health and Medical Sciences | 04 | Fourth Floor | 4030 | 99939 | Unusable Spaces | 99939 | Unusable Spaces | 46.11 | Plantroom - East | 8 | Non Useable Floor Area Space Group | 810 | Non-usable - Mechanical plant room |  | Excellent | 0.00 | NO
West End Health Precinct_WE02-AHMS - Adelaide Health and Medical Sciences_Fourth Floor_4030A _ VSR | WE-WE02-04-4030A | WE02-04-4030A-VSR | West End Health Precinct | WE | WE02 | AHMS - Adelaide Health and Medical Sciences | 04 | Fourth Floor | 4030A | 99939 | Unusable Spaces | 99939 | Unusable Spaces | 0.56 | VSR | 8 | Non Useable Floor Area Space Group | 840 | Non-usable - Service riser |  | Excellent | 0.00 | NO
West End Health Precinct_WE02-AHMS - Adelaide Health and Medical Sciences_Fourth Floor_4031 _ Gas | WE-WE02-04-4031 | WE02-04-4031-Gas | West End Health Precinct | WE | WE02 | AHMS - Adelaide Health and Medical Sciences | 04 | Fourth Floor | 4031 | 99939 | Unusable Spaces | 99939 | Unusable Spaces | 0.93 | Gas | 8 | Non Useable Floor Area Space Group | 840 | Non-usable - Service riser |  | Excellent | 0.00 | NO
West End Health Precinct_WE02-AHMS - Adelaide Health and Medical Sciences_Fourth Floor_4032 _ Comms | WE-WE02-04-4032 | WE02-04-4032-Comms | West End Health Precinct | WE | WE02 | AHMS - Adelaide Health and Medical Sciences | 04 | Fourth Floor | 4032 | 99939 | Unusable Spaces | 99939 | Unusable Spaces | 0.56 | Comms | 8 | Non Useable Floor Area Space Group | 812 | Non-usable - Comms/network system/Telephone/PABX |  | Excellent | 0.00 | NO
West End Health Precinct_WE02-AHMS - Adelaide Health and Medical Sciences_Fourth Floor_4033 _ Hyd | WE-WE02-04-4033 | WE02-04-4033-Hyd | West End Health Precinct | WE | WE02 | AHMS - Adelaide Health and Medical Sciences | 04 | Fourth Floor | 4033 | 99939 | Unusable Spaces | 99939 | Unusable Spaces | 0.39 | Hyd | 8 | Non Useable Floor Area Space Group | 840 | Non-usable - Service riser |  | Excellent | 0.00 | NO
West End Health Precinct_WE02-AHMS - Adelaide Health and Medical Sciences_Fourth Floor_4034 _ FH | WE-WE02-04-4034 | WE02-04-4034-FH | West End Health Precinct | WE | WE02 | AHMS - Adelaide Health and Medical Sciences | 04 | Fourth Floor | 4034 | 99939 | Unusable Spaces | 99939 | Unusable Spaces | 0.37 | FH | 8 | Non Useable Floor Area Space Group | 840 | Non-usable - Service riser |  | Excellent | 0.00 | NO
West End Health Precinct_WE02-AHMS - Adelaide Health and Medical Sciences_Fourth Floor_4035 _ Elec | WE-WE02-04-4035 | WE02-04-4035-Elec | West End Health Precinct | WE | WE02 | AHMS - Adelaide Health and Medical Sciences | 04 | Fourth Floor | 4035 | 99939 | Unusable Spaces | 99939 | Unusable Spaces | 2.86 | Elec | 8 | Non Useable Floor Area Space Group | 840 | Non-usable - Service riser |  | Excellent | 0.00 | NO
West End Health Precinct_WE02-AHMS - Adelaide Health and Medical Sciences_Fourth Floor_4036 _ Stair - East | WE-WE02-04-4036 | WE02-04-4036-Stair - East | West End Health Precinct | WE | WE02 | AHMS - Adelaide Health and Medical Sciences | 04 | Fourth Floor | 4036 | 99939 | Unusable Spaces | 99939 | Unusable Spaces | 49.43 | Stair - East | 8 | Non Useable Floor Area Space Group | 805 | Non-usable - Circulation space |  | Excellent | 0.00 | NO
West End Health Precinct_WE02-AHMS - Adelaide Health and Medical Sciences_Fourth Floor_4037 _ Stair - Pressurisation | WE-WE02-04-4037 | WE02-04-4037-Stair - Pressurisation | West End Health Precinct | WE | WE02 | AHMS - Adelaide Health and Medical Sciences | 04 | Fourth Floor | 4037 | 99939 | Unusable Spaces | 99939 | Unusable Spaces | 2.02 | Stair - Pressurisation | 8 | Non Useable Floor Area Space Group | 840 | Non-usable - Service riser |  | Excellent | 0.00 | NO
West End Health Precinct_WE02-AHMS - Adelaide Health and Medical Sciences_Fourth Floor_4037A _ VSR | WE-WE02-04-4037A | WE02-04-4037A-VSR | West End Health Precinct | WE | WE02 | AHMS - Adelaide Health and Medical Sciences | 04 | Fourth Floor | 4037A | 99939 | Unusable Spaces | 99939 | Unusable Spaces | 0.42 | VSR | 8 | Non Useable Floor Area Space Group | 840 | Non-usable - Service riser |  | Excellent | 0.00 | NO
West End Health Precinct_WE02-AHMS - Adelaide Health and Medical Sciences_Fourth Floor_4038 _ A/L - F 2 | WE-WE02-04-4038 | WE02-04-4038-A/L - F 2 | West End Health Precinct | WE | WE02 | AHMS - Adelaide Health and Medical Sciences | 04 | Fourth Floor | 4038 | 99939 | Unusable Spaces | 99939 | Unusable Spaces | 7.26 | A/L - F 2 | 8 | Non Useable Floor Area Space Group | 820 | Non-usable - Toilets/Amenities - Female |  | Excellent | 0.00 | NO
West End Health Precinct_WE02-AHMS - Adelaide Health and Medical Sciences_Fourth Floor_4039 _ WC - F 2 | WE-WE02-04-4039 | WE02-04-4039-WC - F 2 | West End Health Precinct | WE | WE02 | AHMS - Adelaide Health and Medical Sciences | 04 | Fourth Floor | 4039 | 99939 | Unusable Spaces | 99939 | Unusable Spaces | 11.27 | WC - F 2 | 8 | Non Useable Floor Area Space Group | 820 | Non-usable - Toilets/Amenities - Female |  | Excellent | 0.00 | NO
West End Health Precinct_WE02-AHMS - Adelaide Health and Medical Sciences_Fourth Floor_4040 _ Hyd | WE-WE02-04-4040 | WE02-04-4040-Hyd | West End Health Precinct | WE | WE02 | AHMS - Adelaide Health and Medical Sciences | 04 | Fourth Floor | 4040 | 99939 | Unusable Spaces | 99939 | Unusable Spaces | 2.56 | Hyd | 8 | Non Useable Floor Area Space Group | 840 | Non-usable - Service riser |  | Excellent | 0.00 | NO
West End Health Precinct_WE02-AHMS - Adelaide Health and Medical Sciences_Fourth Floor_4040A _ VSR | WE-WE02-04-4040A | WE02-04-4040A-VSR | West End Health Precinct | WE | WE02 | AHMS - Adelaide Health and Medical Sciences | 04 | Fourth Floor | 4040A | 99939 | Unusable Spaces | 99939 | Unusable Spaces | 0.48 | VSR | 8 | Non Useable Floor Area Space Group | 840 | Non-usable - Service riser |  | Excellent | 0.00 | NO
West End Health Precinct_WE02-AHMS - Adelaide Health and Medical Sciences_Fourth Floor_4041 _ WC - M 2 | WE-WE02-04-4041 | WE02-04-4041-WC - M 2 | West End Health Precinct | WE | WE02 | AHMS - Adelaide Health and Medical Sciences | 04 | Fourth Floor | 4041 | 99939 | Unusable Spaces | 99939 | Unusable Spaces | 11.23 | WC - M 2 | 8 | Non Useable Floor Area Space Group | 821 | Non-usable - Toilets/Amenities - Male |  | Excellent | 0.00 | NO
West End Health Precinct_WE02-AHMS - Adelaide Health and Medical Sciences_Fourth Floor_4041A _ VSR | WE-WE02-04-4041A | WE02-04-4041A-VSR | West End Health Precinct | WE | WE02 | AHMS - Adelaide Health and Medical Sciences | 04 | Fourth Floor | 4041A | 99939 | Unusable Spaces | 99939 | Unusable Spaces | 1.02 | VSR | 8 | Non Useable Floor Area Space Group | 840 | Non-usable - Service riser |  | Excellent | 0.00 | NO
West End Health Precinct_WE02-AHMS - Adelaide Health and Medical Sciences_Fourth Floor_4042 _ A/L - M 2 | WE-WE02-04-4042 | WE02-04-4042-A/L - M 2 | West End Health Precinct | WE | WE02 | AHMS - Adelaide Health and Medical Sciences | 04 | Fourth Floor | 4042 | 99939 | Unusable Spaces | 99939 | Unusable Spaces | 5.87 | A/L - M 2 | 8 | Non Useable Floor Area Space Group | 821 | Non-usable - Toilets/Amenities - Male |  | Excellent | 0.00 | NO
West End Health Precinct_WE02-AHMS - Adelaide Health and Medical Sciences_Fourth Floor_4043 _ Cleaner 2 | WE-WE02-04-4043 | WE02-04-4043-Cleaner 2 | West End Health Precinct | WE | WE02 | AHMS - Adelaide Health and Medical Sciences | 04 | Fourth Floor | 4043 | 99939 | Unusable Spaces | 99939 | Unusable Spaces | 1.36 | Cleaner 2 | 8 | Non Useable Floor Area Space Group | 806 | Non-usable - Cleaners room |  | Excellent | 0.00 | NO
West End Health Precinct_WE02-AHMS - Adelaide Health and Medical Sciences_Fourth Floor_4043A _ VSR | WE-WE02-04-4043A | WE02-04-4043A-VSR | West End Health Precinct | WE | WE02 | AHMS - Adelaide Health and Medical Sciences | 04 | Fourth Floor | 4043A | 99939 | Unusable Spaces | 99939 | Unusable Spaces | 0.2 | VSR | 8 | Non Useable Floor Area Space Group | 840 | Non-usable - Service riser |  | Excellent | 0.00 | NO
West End Health Precinct_WE02-AHMS - Adelaide Health and Medical Sciences_Fourth Floor_4044 _ Lift Lobby - East | WE-WE02-04-4044 | WE02-04-4044-Lift Lobby - East | West End Health Precinct | WE | WE02 | AHMS - Adelaide Health and Medical Sciences | 04 | Fourth Floor | 4044 | 99939 | Unusable Spaces | 99939 | Unusable Spaces | 22.68 | Lift Lobby - East | 8 | Non Useable Floor Area Space Group | 805 | Non-usable - Circulation space |  | Excellent | 0.00 | NO
West End Health Precinct_WE02-AHMS - Adelaide Health and Medical Sciences_Fourth Floor_4046 _ East Edgescape | WE-WE02-04-4046 | WE02-04-4046-East Edgescape | West End Health Precinct | WE | WE02 | AHMS - Adelaide Health and Medical Sciences | 04 | Fourth Floor | 4046 | 99939 | Unusable Spaces | 99939 | Unusable Spaces | 18.74 | East Edgescape | 6 | General Facility Space Group | 604 | General Facility - Common Room General Access |  | Excellent | 5,232.21 | NO
West End Health Precinct_WE02-AHMS - Adelaide Health and Medical Sciences_Fourth Floor_4050A _ Seminar (30P) | WE-WE02-04-4050A | WE02-04-4050A-Seminar (30P) | West End Health Precinct | WE | WE02 | AHMS - Adelaide Health and Medical Sciences | 04 | Fourth Floor | 4050A | 99998 | Central Common Teaching Areas (In Use) | 952 | Corporate Services Division Admin | 56.89 | Seminar (30P) | 2 | Teaching Space Group | 206 | Lecture/Seminar/Tutorial/Class Room (<30) Flat Floor |  | Excellent | 17,301.88 | NO
West End Health Precinct_WE02-AHMS - Adelaide Health and Medical Sciences_Fourth Floor_4050B _ Seminar (30P) | WE-WE02-04-4050B | WE02-04-4050B-Seminar (30P) | West End Health Precinct | WE | WE02 | AHMS - Adelaide Health and Medical Sciences | 04 | Fourth Floor | 4050B | 99998 | Central Common Teaching Areas (In Use) | 952 | Corporate Services Division Admin | 71.39 | Seminar (30P) | 2 | Teaching Space Group | 206 | Lecture/Seminar/Tutorial/Class Room (<30) Flat Floor |  | Excellent | 21,711.74 | NO
West End Health Precinct_WE02-AHMS - Adelaide Health and Medical Sciences_Fourth Floor_4050C _ Store | WE-WE02-04-4050C | WE02-04-4050C-Store | West End Health Precinct | WE | WE02 | AHMS - Adelaide Health and Medical Sciences | 04 | Fourth Floor | 4050C | 99998 | Central Common Teaching Areas (In Use) | 952 | Corporate Services Division Admin | 1.7 | Store | 4 | Ancillary Area Space Group | 419 | Ancillary Area - Store Room - Generic |  | Excellent | 372.93 | NO
West End Health Precinct_WE02-AHMS - Adelaide Health and Medical Sciences_Fourth Floor_4050D _ Tea Station | WE-WE02-04-4050D | WE02-04-4050D-Tea Station | West End Health Precinct | WE | WE02 | AHMS - Adelaide Health and Medical Sciences | 04 | Fourth Floor | 4050D | 99998 | Central Common Teaching Areas (In Use) | 952 | Corporate Services Division Admin | 1.3 | Tea Station | 6 | General Facility Space Group | 608 | General Facility - Kitchen/Servery/Food Storage |  | Excellent | 362.96 | NO
West End Health Precinct_WE02-AHMS - Adelaide Health and Medical Sciences_Fourth Floor_4051 _ Workstation - circulation | WE-WE02-04-4051 | WE02-04-4051-Workstation - circulation | West End Health Precinct | WE | WE02 | AHMS - Adelaide Health and Medical Sciences | 04 | Fourth Floor | 4051 | 375 | Nursing | 375 | Adelaide Nursing School | 28.8 | Workstation - circulation | 1 | Office Space Group | 111 | Open Plan - Specific type not defined |  | Excellent | 7,179.43 | NO
West End Health Precinct_WE02-AHMS - Adelaide Health and Medical Sciences_Fourth Floor_4051.01 _ Workstation | WE-WE02-04-4051.01 | WE02-04-4051.01-Workstation | West End Health Precinct | WE | WE02 | AHMS - Adelaide Health and Medical Sciences | 04 | Fourth Floor | 4051.01 | 375 | Nursing | 375 | Adelaide Nursing School | 5.58 | Workstation | 1 | Office Space Group | 111 | Open Plan - Specific type not defined |  | Excellent | 1,391.01 | NO
West End Health Precinct_WE02-AHMS - Adelaide Health and Medical Sciences_Fourth Floor_4051.02 _ Workstation | WE-WE02-04-4051.02 | WE02-04-4051.02-Workstation | West End Health Precinct | WE | WE02 | AHMS - Adelaide Health and Medical Sciences | 04 | Fourth Floor | 4051.02 | 375 | Nursing | 375 | Adelaide Nursing School | 5.54 | Workstation | 1 | Office Space Group | 111 | Open Plan - Specific type not defined |  | Excellent | 1,381.04 | NO
West End Health Precinct_WE02-AHMS - Adelaide Health and Medical Sciences_Fourth Floor_4051.03 _ Workstation | WE-WE02-04-4051.03 | WE02-04-4051.03-Workstation | West End Health Precinct | WE | WE02 | AHMS - Adelaide Health and Medical Sciences | 04 | Fourth Floor | 4051.03 | 375 | Nursing | 375 | Adelaide Nursing School | 5.63 | Workstation | 1 | Office Space Group | 111 | Open Plan - Specific type not defined |  | Excellent | 1,403.48 | NO
West End Health Precinct_WE02-AHMS - Adelaide Health and Medical Sciences_Fourth Floor_4051.04 _ Workstation | WE-WE02-04-4051.04 | WE02-04-4051.04-Workstation | West End Health Precinct | WE | WE02 | AHMS - Adelaide Health and Medical Sciences | 04 | Fourth Floor | 4051.04 | 375 | Nursing | 375 | Adelaide Nursing School | 5.63 | Workstation | 1 | Office Space Group | 111 | Open Plan - Specific type not defined |  | Excellent | 1,403.48 | NO
West End Health Precinct_WE02-AHMS - Adelaide Health and Medical Sciences_Fourth Floor_4051.05 _ Workstation | WE-WE02-04-4051.05 | WE02-04-4051.05-Workstation | West End Health Precinct | WE | WE02 | AHMS - Adelaide Health and Medical Sciences | 04 | Fourth Floor | 4051.05 | 375 | Nursing | 375 | Adelaide Nursing School | 5.63 | Workstation | 1 | Office Space Group | 111 | Open Plan - Specific type not defined |  | Excellent | 1,403.48 | NO
West End Health Precinct_WE02-AHMS - Adelaide Health and Medical Sciences_Fourth Floor_4051.06 _ Workstation | WE-WE02-04-4051.06 | WE02-04-4051.06-Workstation | West End Health Precinct | WE | WE02 | AHMS - Adelaide Health and Medical Sciences | 04 | Fourth Floor | 4051.06 | 375 | Nursing | 375 | Adelaide Nursing School | 4.52 | Workstation | 1 | Office Space Group | 111 | Open Plan - Specific type not defined |  | Excellent | 1,126.77 | NO
West End Health Precinct_WE02-AHMS - Adelaide Health and Medical Sciences_Fourth Floor_4051.07 _ Workstation | WE-WE02-04-4051.07 | WE02-04-4051.07-Workstation | West End Health Precinct | WE | WE02 | AHMS - Adelaide Health and Medical Sciences | 04 | Fourth Floor | 4051.07 | 375 | Nursing | 375 | Adelaide Nursing School | 4.52 | Workstation | 1 | Office Space Group | 111 | Open Plan - Specific type not defined |  | Excellent | 1,126.77 | NO
West End Health Precinct_WE02-AHMS - Adelaide Health and Medical Sciences_Fourth Floor_4051.08 _ Workstation | WE-WE02-04-4051.08 | WE02-04-4051.08-Workstation | West End Health Precinct | WE | WE02 | AHMS - Adelaide Health and Medical Sciences | 04 | Fourth Floor | 4051.08 | 375 | Nursing | 375 | Adelaide Nursing School | 4.52 | Workstation | 1 | Office Space Group | 111 | Open Plan - Specific type not defined |  | Excellent | 1,126.77 | NO
West End Health Precinct_WE02-AHMS - Adelaide Health and Medical Sciences_Fourth Floor_4051.09 _ Workstation | WE-WE02-04-4051.09 | WE02-04-4051.09-Workstation | West End Health Precinct | WE | WE02 | AHMS - Adelaide Health and Medical Sciences | 04 | Fourth Floor | 4051.09 | 375 | Nursing | 375 | Adelaide Nursing School | 4.52 | Workstation | 1 | Office Space Group | 111 | Open Plan - Specific type not defined |  | Excellent | 1,126.77 | NO
West End Health Precinct_WE02-AHMS - Adelaide Health and Medical Sciences_Fourth Floor_4051.10 _ Workstation | WE-WE02-04-4051.10 | WE02-04-4051.10-Workstation | West End Health Precinct | WE | WE02 | AHMS - Adelaide Health and Medical Sciences | 04 | Fourth Floor | 4051.10 | 375 | Nursing | 375 | Adelaide Nursing School | 4.52 | Workstation | 1 | Office Space Group | 111 | Open Plan - Specific type not defined |  | Excellent | 1,126.77 | NO
West End Health Precinct_WE02-AHMS - Adelaide Health and Medical Sciences_Fourth Floor_4051.11 _ Workstation | WE-WE02-04-4051.11 | WE02-04-4051.11-Workstation | West End Health Precinct | WE | WE02 | AHMS - Adelaide Health and Medical Sciences | 04 | Fourth Floor | 4051.11 | 375 | Nursing | 375 | Adelaide Nursing School | 4.52 | Workstation | 1 | Office Space Group | 111 | Open Plan - Specific type not defined |  | Excellent | 1,126.77 | NO
West End Health Precinct_WE02-AHMS - Adelaide Health and Medical Sciences_Fourth Floor_4051.12 _ Workstation | WE-WE02-04-4051.12 | WE02-04-4051.12-Workstation | West End Health Precinct | WE | WE02 | AHMS - Adelaide Health and Medical Sciences | 04 | Fourth Floor | 4051.12 | 375 | Nursing | 375 | Adelaide Nursing School | 4.52 | Workstation | 1 | Office Space Group | 111 | Open Plan - Specific type not defined |  | Excellent | 1,126.77 | NO
West End Health Precinct_WE02-AHMS - Adelaide Health and Medical Sciences_Fourth Floor_4051.13 _ Workstation | WE-WE02-04-4051.13 | WE02-04-4051.13-Workstation | West End Health Precinct | WE | WE02 | AHMS - Adelaide Health and Medical Sciences | 04 | Fourth Floor | 4051.13 | 375 | Nursing | 375 | Adelaide Nursing School | 4.52 | Workstation | 1 | Office Space Group | 111 | Open Plan - Specific type not defined |  | Excellent | 1,126.77 | NO
West End Health Precinct_WE02-AHMS - Adelaide Health and Medical Sciences_Fourth Floor_4051.14 _ Workstation | WE-WE02-04-4051.14 | WE02-04-4051.14-Workstation | West End Health Precinct | WE | WE02 | AHMS - Adelaide Health and Medical Sciences | 04 | Fourth Floor | 4051.14 | 375 | Nursing | 375 | Adelaide Nursing School | 4.52 | Workstation | 1 | Office Space Group | 111 | Open Plan - Specific type not defined |  | Excellent | 1,126.77 | NO
West End Health Precinct_WE02-AHMS - Adelaide Health and Medical Sciences_Fourth Floor_4051.15 _ Workstation | WE-WE02-04-4051.15 | WE02-04-4051.15-Workstation | West End Health Precinct | WE | WE02 | AHMS - Adelaide Health and Medical Sciences | 04 | Fourth Floor | 4051.15 | 375 | Nursing | 375 | Adelaide Nursing School | 4.52 | Workstation | 1 | Office Space Group | 111 | Open Plan - Specific type not defined |  | Excellent | 1,126.77 | NO
West End Health Precinct_WE02-AHMS - Adelaide Health and Medical Sciences_Fourth Floor_4051.16 _ Workstation | WE-WE02-04-4051.16 | WE02-04-4051.16-Workstation | West End Health Precinct | WE | WE02 | AHMS - Adelaide Health and Medical Sciences | 04 | Fourth Floor | 4051.16 | 375 | Nursing | 375 | Adelaide Nursing School | 4.27 | Workstation | 1 | Office Space Group | 111 | Open Plan - Specific type not defined |  | Excellent | 1,064.45 | NO
West End Health Precinct_WE02-AHMS - Adelaide Health and Medical Sciences_Fourth Floor_4051.17 _ Workstation | WE-WE02-04-4051.17 | WE02-04-4051.17-Workstation | West End Health Precinct | WE | WE02 | AHMS - Adelaide Health and Medical Sciences | 04 | Fourth Floor | 4051.17 | 375 | Nursing | 375 | Adelaide Nursing School | 4.31 | Workstation | 1 | Office Space Group | 111 | Open Plan - Specific type not defined |  | Excellent | 1,074.42 | NO
West End Health Precinct_WE02-AHMS - Adelaide Health and Medical Sciences_Fourth Floor_4051.18 _ Workstation | WE-WE02-04-4051.18 | WE02-04-4051.18-Workstation | West End Health Precinct | WE | WE02 | AHMS - Adelaide Health and Medical Sciences | 04 | Fourth Floor | 4051.18 | 375 | Nursing | 375 | Adelaide Nursing School | 4.52 | Workstation | 1 | Office Space Group | 111 | Open Plan - Specific type not defined |  | Excellent | 1,126.77 | NO
West End Health Precinct_WE02-AHMS - Adelaide Health and Medical Sciences_Fourth Floor_4051.19 _ Workstation | WE-WE02-04-4051.19 | WE02-04-4051.19-Workstation | West End Health Precinct | WE | WE02 | AHMS - Adelaide Health and Medical Sciences | 04 | Fourth Floor | 4051.19 | 375 | Nursing | 375 | Adelaide Nursing School | 4.52 | Workstation | 1 | Office Space Group | 111 | Open Plan - Specific type not defined |  | Excellent | 1,126.77 | NO
West End Health Precinct_WE02-AHMS - Adelaide Health and Medical Sciences_Fourth Floor_4051.20 _ Workstation | WE-WE02-04-4051.20 | WE02-04-4051.20-Workstation | West End Health Precinct | WE | WE02 | AHMS - Adelaide Health and Medical Sciences | 04 | Fourth Floor | 4051.20 | 375 | Nursing | 375 | Adelaide Nursing School | 4.52 | Workstation | 1 | Office Space Group | 111 | Open Plan - Specific type not defined |  | Excellent | 1,126.77 | NO
West End Health Precinct_WE02-AHMS - Adelaide Health and Medical Sciences_Fourth Floor_4051A _ Circ. | WE-WE02-04-4051A | WE02-04-4051A-Circ. | West End Health Precinct | WE | WE02 | AHMS - Adelaide Health and Medical Sciences | 04 | Fourth Floor | 4051A | 99939 | Unusable Spaces | 99939 | Unusable Spaces | 15.31 | Circ. | 8 | Non Useable Floor Area Space Group | 805 | Non-usable - Circulation space |  | Excellent | 0.00 | NO
West End Health Precinct_WE02-AHMS - Adelaide Health and Medical Sciences_Fourth Floor_4053 _ Meeting (10P) | WE-WE02-04-4053 | WE02-04-4053-Meeting (10P) | West End Health Precinct | WE | WE02 | AHMS - Adelaide Health and Medical Sciences | 04 | Fourth Floor | 4053 | 375 | Nursing | 375 | Adelaide Nursing School | 18.04 | Meeting (10P) | 6 | General Facility Space Group | 601 | General Facility - Committee/Conference/Meeting room |  | Excellent | 5,036.77 | NO
West End Health Precinct_WE02-AHMS - Adelaide Health and Medical Sciences_Fourth Floor_4054 _ Meeting (4-6P) | WE-WE02-04-4054 | WE02-04-4054-Meeting (4-6P) | West End Health Precinct | WE | WE02 | AHMS - Adelaide Health and Medical Sciences | 04 | Fourth Floor | 4054 | 384 | Medicine | 384 | Adelaide Medical School | 10.88 | Meeting (4-6P) | 6 | General Facility Space Group | 601 | General Facility - Committee/Conference/Meeting room |  | Excellent | 3,037.70 | NO
West End Health Precinct_WE02-AHMS - Adelaide Health and Medical Sciences_Fourth Floor_4055 _ Office 1 | WE-WE02-04-4055 | WE02-04-4055-Office 1 | West End Health Precinct | WE | WE02 | AHMS - Adelaide Health and Medical Sciences | 04 | Fourth Floor | 4055 | 375 | Nursing | 375 | Adelaide Nursing School | 10.76 | Office 1 | 1 | Office Space Group | 108 | Office - Professional/General Staff |  | Excellent | 2,682.31 | NO
West End Health Precinct_WE02-AHMS - Adelaide Health and Medical Sciences_Fourth Floor_4056 _ Office 2 | WE-WE02-04-4056 | WE02-04-4056-Office 2 | West End Health Precinct | WE | WE02 | AHMS - Adelaide Health and Medical Sciences | 04 | Fourth Floor | 4056 | 375 | Nursing | 375 | Adelaide Nursing School | 10.76 | Office 2 | 1 | Office Space Group | 108 | Office - Professional/General Staff |  | Excellent | 2,682.31 | NO
West End Health Precinct_WE02-AHMS - Adelaide Health and Medical Sciences_Fourth Floor_4057 _ Office 3 | WE-WE02-04-4057 | WE02-04-4057-Office 3 | West End Health Precinct | WE | WE02 | AHMS - Adelaide Health and Medical Sciences | 04 | Fourth Floor | 4057 | 375 | Nursing | 375 | Adelaide Nursing School | 10.67 | Office 3 | 1 | Office Space Group | 108 | Office - Professional/General Staff |  | Excellent | 2,659.88 | NO
West End Health Precinct_WE02-AHMS - Adelaide Health and Medical Sciences_Fourth Floor_4058 _ Office 4 | WE-WE02-04-4058 | WE02-04-4058-Office 4 | West End Health Precinct | WE | WE02 | AHMS - Adelaide Health and Medical Sciences | 04 | Fourth Floor | 4058 | 384 | Medicine | 384 | Adelaide Medical School | 10.78 | Office 4 | 1 | Office Space Group | 108 | Office - Professional/General Staff |  | Excellent | 2,687.30 | NO
West End Health Precinct_WE02-AHMS - Adelaide Health and Medical Sciences_Fourth Floor_4059 _ Workstation - circ. | WE-WE02-04-4059 | WE02-04-4059-Workstation - circ. | West End Health Precinct | WE | WE02 | AHMS - Adelaide Health and Medical Sciences | 04 | Fourth Floor | 4059 | 375 | Nursing | 375 | Adelaide Nursing School | 48.31 | Workstation - circ. | 1 | Office Space Group | 111 | Open Plan - Specific type not defined |  | Excellent | 12,042.99 | NO
West End Health Precinct_WE02-AHMS - Adelaide Health and Medical Sciences_Fourth Floor_4059.01 _ Workstation | WE-WE02-04-4059.01 | WE02-04-4059.01-Workstation | West End Health Precinct | WE | WE02 | AHMS - Adelaide Health and Medical Sciences | 04 | Fourth Floor | 4059.01 | 375 | Nursing | 375 | Adelaide Nursing School | 4.61 | Workstation | 1 | Office Space Group | 111 | Open Plan - Specific type not defined |  | Excellent | 1,149.21 | NO
West End Health Precinct_WE02-AHMS - Adelaide Health and Medical Sciences_Fourth Floor_4059.02 _ Workstation | WE-WE02-04-4059.02 | WE02-04-4059.02-Workstation | West End Health Precinct | WE | WE02 | AHMS - Adelaide Health and Medical Sciences | 04 | Fourth Floor | 4059.02 | 375 | Nursing | 375 | Adelaide Nursing School | 4.56 | Workstation | 1 | Office Space Group | 111 | Open Plan - Specific type not defined |  | Excellent | 1,136.74 | NO
West End Health Precinct_WE02-AHMS - Adelaide Health and Medical Sciences_Fourth Floor_4059.03 _ Workstation | WE-WE02-04-4059.03 | WE02-04-4059.03-Workstation | West End Health Precinct | WE | WE02 | AHMS - Adelaide Health and Medical Sciences | 04 | Fourth Floor | 4059.03 | 375 | Nursing | 375 | Adelaide Nursing School | 4.56 | Workstation | 1 | Office Space Group | 111 | Open Plan - Specific type not defined |  | Excellent | 1,136.74 | NO
West End Health Precinct_WE02-AHMS - Adelaide Health and Medical Sciences_Fourth Floor_4059.04 _ Workstation | WE-WE02-04-4059.04 | WE02-04-4059.04-Workstation | West End Health Precinct | WE | WE02 | AHMS - Adelaide Health and Medical Sciences | 04 | Fourth Floor | 4059.04 | 375 | Nursing | 375 | Adelaide Nursing School | 4.56 | Workstation | 1 | Office Space Group | 111 | Open Plan - Specific type not defined |  | Excellent | 1,136.74 | NO
West End Health Precinct_WE02-AHMS - Adelaide Health and Medical Sciences_Fourth Floor_4059.05 _ Workstation | WE-WE02-04-4059.05 | WE02-04-4059.05-Workstation | West End Health Precinct | WE | WE02 | AHMS - Adelaide Health and Medical Sciences | 04 | Fourth Floor | 4059.05 | 375 | Nursing | 375 | Adelaide Nursing School | 4.52 | Workstation | 1 | Office Space Group | 111 | Open Plan - Specific type not defined |  | Excellent | 1,126.77 | NO
West End Health Precinct_WE02-AHMS - Adelaide Health and Medical Sciences_Fourth Floor_4059.06 _ Workstation | WE-WE02-04-4059.06 | WE02-04-4059.06-Workstation | West End Health Precinct | WE | WE02 | AHMS - Adelaide Health and Medical Sciences | 04 | Fourth Floor | 4059.06 | 375 | Nursing | 375 | Adelaide Nursing School | 4.52 | Workstation | 1 | Office Space Group | 111 | Open Plan - Specific type not defined |  | Excellent | 1,126.77 | NO
West End Health Precinct_WE02-AHMS - Adelaide Health and Medical Sciences_Fourth Floor_4059.07 _ Workstation | WE-WE02-04-4059.07 | WE02-04-4059.07-Workstation | West End Health Precinct | WE | WE02 | AHMS - Adelaide Health and Medical Sciences | 04 | Fourth Floor | 4059.07 | 375 | Nursing | 375 | Adelaide Nursing School | 4.52 | Workstation | 1 | Office Space Group | 111 | Open Plan - Specific type not defined |  | Excellent | 1,126.77 | NO
West End Health Precinct_WE02-AHMS - Adelaide Health and Medical Sciences_Fourth Floor_4059.08 _ Workstation | WE-WE02-04-4059.08 | WE02-04-4059.08-Workstation | West End Health Precinct | WE | WE02 | AHMS - Adelaide Health and Medical Sciences | 04 | Fourth Floor | 4059.08 | 375 | Nursing | 375 | Adelaide Nursing School | 4.52 | Workstation | 1 | Office Space Group | 111 | Open Plan - Specific type not defined |  | Excellent | 1,126.77 | NO
West End Health Precinct_WE02-AHMS - Adelaide Health and Medical Sciences_Fourth Floor_4059.09 _ Workstation | WE-WE02-04-4059.09 | WE02-04-4059.09-Workstation | West End Health Precinct | WE | WE02 | AHMS - Adelaide Health and Medical Sciences | 04 | Fourth Floor | 4059.09 | 375 | Nursing | 375 | Adelaide Nursing School | 4.52 | Workstation | 1 | Office Space Group | 111 | Open Plan - Specific type not defined |  | Excellent | 1,126.77 | NO
West End Health Precinct_WE02-AHMS - Adelaide Health and Medical Sciences_Fourth Floor_4059.10 _ Workstation | WE-WE02-04-4059.10 | WE02-04-4059.10-Workstation | West End Health Precinct | WE | WE02 | AHMS - Adelaide Health and Medical Sciences | 04 | Fourth Floor | 4059.10 | 375 | Nursing | 375 | Adelaide Nursing School | 4.52 | Workstation | 1 | Office Space Group | 111 | Open Plan - Specific type not defined |  | Excellent | 1,126.77 | NO
West End Health Precinct_WE02-AHMS - Adelaide Health and Medical Sciences_Fourth Floor_4059.11 _ Workstation | WE-WE02-04-4059.11 | WE02-04-4059.11-Workstation | West End Health Precinct | WE | WE02 | AHMS - Adelaide Health and Medical Sciences | 04 | Fourth Floor | 4059.11 | 375 | Nursing | 375 | Adelaide Nursing School | 4.52 | Workstation | 1 | Office Space Group | 111 | Open Plan - Specific type not defined |  | Excellent | 1,126.77 | NO
West End Health Precinct_WE02-AHMS - Adelaide Health and Medical Sciences_Fourth Floor_4059.12 _ Workstation | WE-WE02-04-4059.12 | WE02-04-4059.12-Workstation | West End Health Precinct | WE | WE02 | AHMS - Adelaide Health and Medical Sciences | 04 | Fourth Floor | 4059.12 | 375 | Nursing | 375 | Adelaide Nursing School | 4.52 | Workstation | 1 | Office Space Group | 111 | Open Plan - Specific type not defined |  | Excellent | 1,126.77 | NO
West End Health Precinct_WE02-AHMS - Adelaide Health and Medical Sciences_Fourth Floor_4059.13 _ Workstation | WE-WE02-04-4059.13 | WE02-04-4059.13-Workstation | West End Health Precinct | WE | WE02 | AHMS - Adelaide Health and Medical Sciences | 04 | Fourth Floor | 4059.13 | 375 | Nursing | 375 | Adelaide Nursing School | 4.52 | Workstation | 1 | Office Space Group | 111 | Open Plan - Specific type not defined |  | Excellent | 1,126.77 | NO
West End Health Precinct_WE02-AHMS - Adelaide Health and Medical Sciences_Fourth Floor_4059.14 _ Workstation | WE-WE02-04-4059.14 | WE02-04-4059.14-Workstation | West End Health Precinct | WE | WE02 | AHMS - Adelaide Health and Medical Sciences | 04 | Fourth Floor | 4059.14 | 375 | Nursing | 375 | Adelaide Nursing School | 4.52 | Workstation | 1 | Office Space Group | 111 | Open Plan - Specific type not defined |  | Excellent | 1,126.77 | NO
West End Health Precinct_WE02-AHMS - Adelaide Health and Medical Sciences_Fourth Floor_4059.15 _ Workstation | WE-WE02-04-4059.15 | WE02-04-4059.15-Workstation | West End Health Precinct | WE | WE02 | AHMS - Adelaide Health and Medical Sciences | 04 | Fourth Floor | 4059.15 | 384 | Medicine | 384 | Adelaide Medical School | 4.52 | Workstation | 1 | Office Space Group | 111 | Open Plan - Specific type not defined |  | Excellent | 1,126.77 | NO
West End Health Precinct_WE02-AHMS - Adelaide Health and Medical Sciences_Fourth Floor_4059.16 _ Workstation | WE-WE02-04-4059.16 | WE02-04-4059.16-Workstation | West End Health Precinct | WE | WE02 | AHMS - Adelaide Health and Medical Sciences | 04 | Fourth Floor | 4059.16 | 375 | Nursing | 375 | Adelaide Nursing School | 4.52 | Workstation | 1 | Office Space Group | 111 | Open Plan - Specific type not defined |  | Excellent | 1,126.77 | NO
West End Health Precinct_WE02-AHMS - Adelaide Health and Medical Sciences_Fourth Floor_4059.17 _ Workstation | WE-WE02-04-4059.17 | WE02-04-4059.17-Workstation | West End Health Precinct | WE | WE02 | AHMS - Adelaide Health and Medical Sciences | 04 | Fourth Floor | 4059.17 | 384 | Medicine | 384 | Adelaide Medical School | 4.27 | Workstation | 1 | Office Space Group | 111 | Open Plan - Specific type not defined |  | Excellent | 1,064.45 | NO
West End Health Precinct_WE02-AHMS - Adelaide Health and Medical Sciences_Fourth Floor_4059.18 _ Workstation | WE-WE02-04-4059.18 | WE02-04-4059.18-Workstation | West End Health Precinct | WE | WE02 | AHMS - Adelaide Health and Medical Sciences | 04 | Fourth Floor | 4059.18 | 384 | Medicine | 384 | Adelaide Medical School | 4.52 | Workstation | 1 | Office Space Group | 111 | Open Plan - Specific type not defined |  | Excellent | 1,126.77 | NO
West End Health Precinct_WE02-AHMS - Adelaide Health and Medical Sciences_Fourth Floor_4059.19 _ Workstation | WE-WE02-04-4059.19 | WE02-04-4059.19-Workstation | West End Health Precinct | WE | WE02 | AHMS - Adelaide Health and Medical Sciences | 04 | Fourth Floor | 4059.19 | 384 | Medicine | 384 | Adelaide Medical School | 4.52 | Workstation | 1 | Office Space Group | 111 | Open Plan - Specific type not defined |  | Excellent | 1,126.77 | NO
West End Health Precinct_WE02-AHMS - Adelaide Health and Medical Sciences_Fourth Floor_4059.20 _ Workstation | WE-WE02-04-4059.20 | WE02-04-4059.20-Workstation | West End Health Precinct | WE | WE02 | AHMS - Adelaide Health and Medical Sciences | 04 | Fourth Floor | 4059.20 | 384 | Medicine | 384 | Adelaide Medical School | 4.52 | Workstation | 1 | Office Space Group | 111 | Open Plan - Specific type not defined |  | Excellent | 1,126.77 | NO
West End Health Precinct_WE02-AHMS - Adelaide Health and Medical Sciences_Fourth Floor_4059.21 _ Workstation | WE-WE02-04-4059.21 | WE02-04-4059.21-Workstation | West End Health Precinct | WE | WE02 | AHMS - Adelaide Health and Medical Sciences | 04 | Fourth Floor | 4059.21 | 384 | Medicine | 384 | Adelaide Medical School | 4.03 | Workstation | 1 | Office Space Group | 111 | Open Plan - Specific type not defined |  | Excellent | 1,004.62 | NO
West End Health Precinct_WE02-AHMS - Adelaide Health and Medical Sciences_Fourth Floor_4059.22 _ Workstation | WE-WE02-04-4059.22 | WE02-04-4059.22-Workstation | West End Health Precinct | WE | WE02 | AHMS - Adelaide Health and Medical Sciences | 04 | Fourth Floor | 4059.22 | 384 | Medicine | 384 | Adelaide Medical School | 3.37 | Workstation | 1 | Office Space Group | 111 | Open Plan - Specific type not defined |  | Excellent | 840.09 | NO
West End Health Precinct_WE02-AHMS - Adelaide Health and Medical Sciences_Fourth Floor_4062 _ Office 5 | WE-WE02-04-4062 | WE02-04-4062-Office 5 | West End Health Precinct | WE | WE02 | AHMS - Adelaide Health and Medical Sciences | 04 | Fourth Floor | 4062 | 384 | Medicine | 384 | Adelaide Medical School | 11.26 | Office 5 | 1 | Office Space Group | 108 | Office - Professional/General Staff |  | Excellent | 2,806.96 | NO
West End Health Precinct_WE02-AHMS - Adelaide Health and Medical Sciences_Fourth Floor_4063 _ Office 6 | WE-WE02-04-4063 | WE02-04-4063-Office 6 | West End Health Precinct | WE | WE02 | AHMS - Adelaide Health and Medical Sciences | 04 | Fourth Floor | 4063 | 384 | Medicine | 384 | Adelaide Medical School | 11.18 | Office 6 | 1 | Office Space Group | 108 | Office - Professional/General Staff |  | Excellent | 2,787.01 | NO
West End Health Precinct_WE02-AHMS - Adelaide Health and Medical Sciences_Fourth Floor_4064 _ Workstation - circ. | WE-WE02-04-4064 | WE02-04-4064-Workstation - circ. | West End Health Precinct | WE | WE02 | AHMS - Adelaide Health and Medical Sciences | 04 | Fourth Floor | 4064 | 99956 | Faculty of Health & Medical Sciences - Shared Space | 340 | Health & Medical Sciences Faculty Office | 67.4 | Workstation - circ. | 1 | Office Space Group | 111 | Open Plan - Specific type not defined |  | Excellent | 16,801.86 | NO
West End Health Precinct_WE02-AHMS - Adelaide Health and Medical Sciences_Fourth Floor_4064.03 _ Workstation | WE-WE02-04-4064.03 | WE02-04-4064.03-Workstation | West End Health Precinct | WE | WE02 | AHMS - Adelaide Health and Medical Sciences | 04 | Fourth Floor | 4064.03 | 99956 | Faculty of Health & Medical Sciences - Shared Space | 340 | Health & Medical Sciences Faculty Office | 5.26 | Workstation | 1 | Office Space Group | 111 | Open Plan - Specific type not defined |  | Excellent | 1,311.24 | NO
West End Health Precinct_WE02-AHMS - Adelaide Health and Medical Sciences_Fourth Floor_4064.04 _ Workstation | WE-WE02-04-4064.04 | WE02-04-4064.04-Workstation | West End Health Precinct | WE | WE02 | AHMS - Adelaide Health and Medical Sciences | 04 | Fourth Floor | 4064.04 | 99956 | Faculty of Health & Medical Sciences - Shared Space | 340 | Health & Medical Sciences Faculty Office | 5.26 | Workstation | 1 | Office Space Group | 111 | Open Plan - Specific type not defined |  | Excellent | 1,311.24 | NO
West End Health Precinct_WE02-AHMS - Adelaide Health and Medical Sciences_Fourth Floor_4064.05 _ Workstation | WE-WE02-04-4064.05 | WE02-04-4064.05-Workstation | West End Health Precinct | WE | WE02 | AHMS - Adelaide Health and Medical Sciences | 04 | Fourth Floor | 4064.05 | 99956 | Faculty of Health & Medical Sciences - Shared Space | 340 | Health & Medical Sciences Faculty Office | 5.46 | Workstation | 1 | Office Space Group | 111 | Open Plan - Specific type not defined |  | Excellent | 1,361.10 | NO
West End Health Precinct_WE02-AHMS - Adelaide Health and Medical Sciences_Fourth Floor_4064.06 _ Workstation | WE-WE02-04-4064.06 | WE02-04-4064.06-Workstation | West End Health Precinct | WE | WE02 | AHMS - Adelaide Health and Medical Sciences | 04 | Fourth Floor | 4064.06 | 99956 | Faculty of Health & Medical Sciences - Shared Space | 340 | Health & Medical Sciences Faculty Office | 5.73 | Workstation | 1 | Office Space Group | 111 | Open Plan - Specific type not defined |  | Excellent | 1,428.41 | NO
West End Health Precinct_WE02-AHMS - Adelaide Health and Medical Sciences_Fourth Floor_4064.07 _ Workstation | WE-WE02-04-4064.07 | WE02-04-4064.07-Workstation | West End Health Precinct | WE | WE02 | AHMS - Adelaide Health and Medical Sciences | 04 | Fourth Floor | 4064.07 | 99956 | Faculty of Health & Medical Sciences - Shared Space | 340 | Health & Medical Sciences Faculty Office | 4.8 | Workstation | 1 | Office Space Group | 111 | Open Plan - Specific type not defined |  | Excellent | 1,196.57 | NO
West End Health Precinct_WE02-AHMS - Adelaide Health and Medical Sciences_Fourth Floor_4064.08 _ Workstation | WE-WE02-04-4064.08 | WE02-04-4064.08-Workstation | West End Health Precinct | WE | WE02 | AHMS - Adelaide Health and Medical Sciences | 04 | Fourth Floor | 4064.08 | 99956 | Faculty of Health & Medical Sciences - Shared Space | 340 | Health & Medical Sciences Faculty Office | 4.8 | Workstation | 1 | Office Space Group | 111 | Open Plan - Specific type not defined |  | Excellent | 1,196.57 | NO
West End Health Precinct_WE02-AHMS - Adelaide Health and Medical Sciences_Fourth Floor_4064.09 _ Workstation | WE-WE02-04-4064.09 | WE02-04-4064.09-Workstation | West End Health Precinct | WE | WE02 | AHMS - Adelaide Health and Medical Sciences | 04 | Fourth Floor | 4064.09 | 99956 | Faculty of Health & Medical Sciences - Shared Space | 340 | Health & Medical Sciences Faculty Office | 4.8 | Workstation | 1 | Office Space Group | 111 | Open Plan - Specific type not defined |  | Excellent | 1,196.57 | NO
West End Health Precinct_WE02-AHMS - Adelaide Health and Medical Sciences_Fourth Floor_4064.10 _ Workstation | WE-WE02-04-4064.10 | WE02-04-4064.10-Workstation | West End Health Precinct | WE | WE02 | AHMS - Adelaide Health and Medical Sciences | 04 | Fourth Floor | 4064.10 | 99956 | Faculty of Health & Medical Sciences - Shared Space | 340 | Health & Medical Sciences Faculty Office | 4.8 | Workstation | 1 | Office Space Group | 111 | Open Plan - Specific type not defined |  | Excellent | 1,196.57 | NO
West End Health Precinct_WE02-AHMS - Adelaide Health and Medical Sciences_Fourth Floor_4064.11 _ Workstation | WE-WE02-04-4064.11 | WE02-04-4064.11-Workstation | West End Health Precinct | WE | WE02 | AHMS - Adelaide Health and Medical Sciences | 04 | Fourth Floor | 4064.11 | 99956 | Faculty of Health & Medical Sciences - Shared Space | 340 | Health & Medical Sciences Faculty Office | 4.8 | Workstation | 1 | Office Space Group | 111 | Open Plan - Specific type not defined |  | Excellent | 1,196.57 | NO
West End Health Precinct_WE02-AHMS - Adelaide Health and Medical Sciences_Fourth Floor_4064.12 _ Workstation | WE-WE02-04-4064.12 | WE02-04-4064.12-Workstation | West End Health Precinct | WE | WE02 | AHMS - Adelaide Health and Medical Sciences | 04 | Fourth Floor | 4064.12 | 99956 | Faculty of Health & Medical Sciences - Shared Space | 340 | Health & Medical Sciences Faculty Office | 4.8 | Workstation | 1 | Office Space Group | 111 | Open Plan - Specific type not defined |  | Excellent | 1,196.57 | NO
West End Health Precinct_WE02-AHMS - Adelaide Health and Medical Sciences_Fourth Floor_4064.13 _ Workstation | WE-WE02-04-4064.13 | WE02-04-4064.13-Workstation | West End Health Precinct | WE | WE02 | AHMS - Adelaide Health and Medical Sciences | 04 | Fourth Floor | 4064.13 | 99956 | Faculty of Health & Medical Sciences - Shared Space | 340 | Health & Medical Sciences Faculty Office | 4.43 | Workstation | 1 | Office Space Group | 111 | Open Plan - Specific type not defined |  | Excellent | 1,104.34 | NO
West End Health Precinct_WE02-AHMS - Adelaide Health and Medical Sciences_Fourth Floor_4064.14 _ Workstation | WE-WE02-04-4064.14 | WE02-04-4064.14-Workstation | West End Health Precinct | WE | WE02 | AHMS - Adelaide Health and Medical Sciences | 04 | Fourth Floor | 4064.14 | 99956 | Faculty of Health & Medical Sciences - Shared Space | 340 | Health & Medical Sciences Faculty Office | 4.43 | Workstation | 1 | Office Space Group | 111 | Open Plan - Specific type not defined |  | Excellent | 1,104.34 | NO
West End Health Precinct_WE02-AHMS - Adelaide Health and Medical Sciences_Fourth Floor_4064.15 _ Workstation | WE-WE02-04-4064.15 | WE02-04-4064.15-Workstation | West End Health Precinct | WE | WE02 | AHMS - Adelaide Health and Medical Sciences | 04 | Fourth Floor | 4064.15 | 99956 | Faculty of Health & Medical Sciences - Shared Space | 340 | Health & Medical Sciences Faculty Office | 4.43 | Workstation | 1 | Office Space Group | 111 | Open Plan - Specific type not defined |  | Excellent | 1,104.34 | NO
West End Health Precinct_WE02-AHMS - Adelaide Health and Medical Sciences_Fourth Floor_4064.16 _ Workstation | WE-WE02-04-4064.16 | WE02-04-4064.16-Workstation | West End Health Precinct | WE | WE02 | AHMS - Adelaide Health and Medical Sciences | 04 | Fourth Floor | 4064.16 | 99956 | Faculty of Health & Medical Sciences - Shared Space | 340 | Health & Medical Sciences Faculty Office | 4.43 | Workstation | 1 | Office Space Group | 111 | Open Plan - Specific type not defined |  | Excellent | 1,104.34 | NO
West End Health Precinct_WE02-AHMS - Adelaide Health and Medical Sciences_Fourth Floor_4064.17 _ Workstation | WE-WE02-04-4064.17 | WE02-04-4064.17-Workstation | West End Health Precinct | WE | WE02 | AHMS - Adelaide Health and Medical Sciences | 04 | Fourth Floor | 4064.17 | 99956 | Faculty of Health & Medical Sciences - Shared Space | 340 | Health & Medical Sciences Faculty Office | 4.43 | Workstation | 1 | Office Space Group | 111 | Open Plan - Specific type not defined |  | Excellent | 1,104.34 | NO
West End Health Precinct_WE02-AHMS - Adelaide Health and Medical Sciences_Fourth Floor_4064.18 _ Workstation | WE-WE02-04-4064.18 | WE02-04-4064.18-Workstation | West End Health Precinct | WE | WE02 | AHMS - Adelaide Health and Medical Sciences | 04 | Fourth Floor | 4064.18 | 99956 | Faculty of Health & Medical Sciences - Shared Space | 340 | Health & Medical Sciences Faculty Office | 4.43 | Workstation | 1 | Office Space Group | 111 | Open Plan - Specific type not defined |  | Excellent | 1,104.34 | NO
West End Health Precinct_WE02-AHMS - Adelaide Health and Medical Sciences_Fourth Floor_4064.19 _ Workstation | WE-WE02-04-4064.19 | WE02-04-4064.19-Workstation | West End Health Precinct | WE | WE02 | AHMS - Adelaide Health and Medical Sciences | 04 | Fourth Floor | 4064.19 | 99956 | Faculty of Health & Medical Sciences - Shared Space | 340 | Health & Medical Sciences Faculty Office | 4.8 | Workstation | 1 | Office Space Group | 111 | Open Plan - Specific type not defined |  | Excellent | 1,196.57 | NO
West End Health Precinct_WE02-AHMS - Adelaide Health and Medical Sciences_Fourth Floor_4064.20 _ Workstation | WE-WE02-04-4064.20 | WE02-04-4064.20-Workstation | West End Health Precinct | WE | WE02 | AHMS - Adelaide Health and Medical Sciences | 04 | Fourth Floor | 4064.20 | 99956 | Faculty of Health & Medical Sciences - Shared Space | 340 | Health & Medical Sciences Faculty Office | 4.8 | Workstation | 1 | Office Space Group | 111 | Open Plan - Specific type not defined |  | Excellent | 1,196.57 | NO
West End Health Precinct_WE02-AHMS - Adelaide Health and Medical Sciences_Fourth Floor_4064.21 _ Workstation | WE-WE02-04-4064.21 | WE02-04-4064.21-Workstation | West End Health Precinct | WE | WE02 | AHMS - Adelaide Health and Medical Sciences | 04 | Fourth Floor | 4064.21 | 99956 | Faculty of Health & Medical Sciences - Shared Space | 340 | Health & Medical Sciences Faculty Office | 4.8 | Workstation | 1 | Office Space Group | 111 | Open Plan - Specific type not defined |  | Excellent | 1,196.57 | NO
West End Health Precinct_WE02-AHMS - Adelaide Health and Medical Sciences_Fourth Floor_4064.22 _ Workstation | WE-WE02-04-4064.22 | WE02-04-4064.22-Workstation | West End Health Precinct | WE | WE02 | AHMS - Adelaide Health and Medical Sciences | 04 | Fourth Floor | 4064.22 | 99956 | Faculty of Health & Medical Sciences - Shared Space | 340 | Health & Medical Sciences Faculty Office | 4.8 | Workstation | 1 | Office Space Group | 111 | Open Plan - Specific type not defined |  | Excellent | 1,196.57 | NO
West End Health Precinct_WE02-AHMS - Adelaide Health and Medical Sciences_Fourth Floor_4064.23 _ Workstation | WE-WE02-04-4064.23 | WE02-04-4064.23-Workstation | West End Health Precinct | WE | WE02 | AHMS - Adelaide Health and Medical Sciences | 04 | Fourth Floor | 4064.23 | 99956 | Faculty of Health & Medical Sciences - Shared Space | 340 | Health & Medical Sciences Faculty Office | 4.8 | Workstation | 1 | Office Space Group | 111 | Open Plan - Specific type not defined |  | Excellent | 1,196.57 | NO
West End Health Precinct_WE02-AHMS - Adelaide Health and Medical Sciences_Fourth Floor_4064.24 _ Workstation | WE-WE02-04-4064.24 | WE02-04-4064.24-Workstation | West End Health Precinct | WE | WE02 | AHMS - Adelaide Health and Medical Sciences | 04 | Fourth Floor | 4064.24 | 99956 | Faculty of Health & Medical Sciences - Shared Space | 340 | Health & Medical Sciences Faculty Office | 4.43 | Workstation | 1 | Office Space Group | 111 | Open Plan - Specific type not defined |  | Excellent | 1,104.34 | NO
West End Health Precinct_WE02-AHMS - Adelaide Health and Medical Sciences_Fourth Floor_4064.25 _ Workstation | WE-WE02-04-4064.25 | WE02-04-4064.25-Workstation | West End Health Precinct | WE | WE02 | AHMS - Adelaide Health and Medical Sciences | 04 | Fourth Floor | 4064.25 | 99956 | Faculty of Health & Medical Sciences - Shared Space | 340 | Health & Medical Sciences Faculty Office | 3.79 | Workstation | 1 | Office Space Group | 111 | Open Plan - Specific type not defined |  | Excellent | 944.79 | NO
West End Health Precinct_WE02-AHMS - Adelaide Health and Medical Sciences_Fourth Floor_4064.26 _ Workstation | WE-WE02-04-4064.26 | WE02-04-4064.26-Workstation | West End Health Precinct | WE | WE02 | AHMS - Adelaide Health and Medical Sciences | 04 | Fourth Floor | 4064.26 | 99956 | Faculty of Health & Medical Sciences - Shared Space | 340 | Health & Medical Sciences Faculty Office | 5.17 | Workstation | 1 | Office Space Group | 111 | Open Plan - Specific type not defined |  | Excellent | 1,288.81 | NO
West End Health Precinct_WE02-AHMS - Adelaide Health and Medical Sciences_Fourth Floor_4064A _ Informal Work | WE-WE02-04-4064A | WE02-04-4064A-Informal Work | West End Health Precinct | WE | WE02 | AHMS - Adelaide Health and Medical Sciences | 04 | Fourth Floor | 4064A | 99956 | Faculty of Health & Medical Sciences - Shared Space | 340 | Health & Medical Sciences Faculty Office | 8.26 | Informal Work | 1 | Office Space Group | 119 | Informal Work Space |  | Excellent | 2,059.10 | NO
West End Health Precinct_WE02-AHMS - Adelaide Health and Medical Sciences_Fourth Floor_4065 _ Foyer - West | WE-WE02-04-4065 | WE02-04-4065-Foyer - West | West End Health Precinct | WE | WE02 | AHMS - Adelaide Health and Medical Sciences | 04 | Fourth Floor | 4065 | 99939 | Unusable Spaces | 99939 | Unusable Spaces | 63.45 | Foyer - West | 8 | Non Useable Floor Area Space Group | 805 | Non-usable - Circulation space |  | Excellent | 0.00 | NO
West End Health Precinct_WE02-AHMS - Adelaide Health and Medical Sciences_Fourth Floor_4066 _ E. Learning 1 | WE-WE02-04-4066 | WE02-04-4066-E. Learning 1 | West End Health Precinct | WE | WE02 | AHMS - Adelaide Health and Medical Sciences | 04 | Fourth Floor | 4066 | 384 | Medicine | 384 | Adelaide Medical School | 5.61 | E. Learning 1 | 3 | Specialist Teaching or Research Space Group | 334 | Interview/Consultation Room Practice room |  | Excellent | 1,860.00 | NO
West End Health Precinct_WE02-AHMS - Adelaide Health and Medical Sciences_Fourth Floor_4067 _ E. Learning 1 | WE-WE02-04-4067 | WE02-04-4067-E. Learning 1 | West End Health Precinct | WE | WE02 | AHMS - Adelaide Health and Medical Sciences | 04 | Fourth Floor | 4067 | 384 | Medicine | 384 | Adelaide Medical School | 5.57 | E. Learning 1 | 3 | Specialist Teaching or Research Space Group | 334 | Interview/Consultation Room Practice room |  | Excellent | 1,846.73 | NO
West End Health Precinct_WE02-AHMS - Adelaide Health and Medical Sciences_Fourth Floor_4068 _ E. Learning 1 | WE-WE02-04-4068 | WE02-04-4068-E. Learning 1 | West End Health Precinct | WE | WE02 | AHMS - Adelaide Health and Medical Sciences | 04 | Fourth Floor | 4068 | 375 | Nursing | 375 | Adelaide Nursing School | 5.5 | E. Learning 1 | 3 | Specialist Teaching or Research Space Group | 334 | Interview/Consultation Room Practice room |  | Excellent | 1,823.53 | NO
West End Health Precinct_WE02-AHMS - Adelaide Health and Medical Sciences_Fourth Floor_4069 _ Corr. 3 | WE-WE02-04-4069 | WE02-04-4069-Corr. 3 | West End Health Precinct | WE | WE02 | AHMS - Adelaide Health and Medical Sciences | 04 | Fourth Floor | 4069 | 99939 | Unusable Spaces | 99939 | Unusable Spaces | 20.07 | Corr. 3 | 8 | Non Useable Floor Area Space Group | 805 | Non-usable - Circulation space |  | Excellent | 0.00 | NO
West End Health Precinct_WE02-AHMS - Adelaide Health and Medical Sciences_Fourth Floor_4070 _ Seating 1 | WE-WE02-04-4070 | WE02-04-4070-Seating 1 | West End Health Precinct | WE | WE02 | AHMS - Adelaide Health and Medical Sciences | 04 | Fourth Floor | 4070 | 384 | Medicine | 384 | Adelaide Medical School | 1.72 | Seating 1 | 5 | Library, IT and Learning Space Group | 517 | Informal Learning | INFORMAL-PRIM-S | Excellent | 480.22 | NO
West End Health Precinct_WE02-AHMS - Adelaide Health and Medical Sciences_Fourth Floor_4071 _ E. Learning 1 | WE-WE02-04-4071 | WE02-04-4071-E. Learning 1 | West End Health Precinct | WE | WE02 | AHMS - Adelaide Health and Medical Sciences | 04 | Fourth Floor | 4071 | 375 | Nursing | 375 | Adelaide Nursing School | 5.75 | E. Learning 1 | 3 | Specialist Teaching or Research Space Group | 334 | Interview/Consultation Room Practice room |  | Excellent | 1,906.41 | NO
West End Health Precinct_WE02-AHMS - Adelaide Health and Medical Sciences_Fourth Floor_4072 _ Elec | WE-WE02-04-4072 | WE02-04-4072-Elec | West End Health Precinct | WE | WE02 | AHMS - Adelaide Health and Medical Sciences | 04 | Fourth Floor | 4072 | 99939 | Unusable Spaces | 99939 | Unusable Spaces | 2.55 | Elec | 8 | Non Useable Floor Area Space Group | 840 | Non-usable - Service riser |  | Excellent | 0.00 | NO
West End Health Precinct_WE02-AHMS - Adelaide Health and Medical Sciences_Fourth Floor_4073 _ Meeting - Informal | WE-WE02-04-4073 | WE02-04-4073-Meeting - Informal | West End Health Precinct | WE | WE02 | AHMS - Adelaide Health and Medical Sciences | 04 | Fourth Floor | 4073 | 384 | Medicine | 384 | Adelaide Medical School | 27.62 | Meeting - Informal | 1 | Office Space Group | 119 | Informal Work Space |  | Excellent | 6,885.27 | NO
West End Health Precinct_WE02-AHMS - Adelaide Health and Medical Sciences_Fourth Floor_4074 _ Tea Station 1 | WE-WE02-04-4074 | WE02-04-4074-Tea Station 1 | West End Health Precinct | WE | WE02 | AHMS - Adelaide Health and Medical Sciences | 04 | Fourth Floor | 4074 | 99939 | Unusable Spaces | 99939 | Unusable Spaces | 5.02 | Tea Station 1 | 6 | General Facility Space Group | 608 | General Facility - Kitchen/Servery/Food Storage |  | Excellent | 1,401.58 | NO
West End Health Precinct_WE02-AHMS - Adelaide Health and Medical Sciences_Fourth Floor_4074A _ DB - UPS | WE-WE02-04-4074A | WE02-04-4074A-DB - UPS | West End Health Precinct | WE | WE02 | AHMS - Adelaide Health and Medical Sciences | 04 | Fourth Floor | 4074A | 99939 | Unusable Spaces | 99939 | Unusable Spaces | 1.11 | DB - UPS | 8 | Non Useable Floor Area Space Group | 815 | Non-usable - Switch room |  | Excellent | 0.00 | NO
West End Health Precinct_WE02-AHMS - Adelaide Health and Medical Sciences_Fourth Floor_4076 _ Quiet Room 1 | WE-WE02-04-4076 | WE02-04-4076-Quiet Room 1 | West End Health Precinct | WE | WE02 | AHMS - Adelaide Health and Medical Sciences | 04 | Fourth Floor | 4076 | 375 | Nursing | 375 | Adelaide Nursing School | 4.04 | Quiet Room 1 | 1 | Office Space Group | 119 | Informal Work Space |  | Excellent | 1,007.11 | NO
West End Health Precinct_WE02-AHMS - Adelaide Health and Medical Sciences_Fourth Floor_4077 _ Quiet Room 2 | WE-WE02-04-4077 | WE02-04-4077-Quiet Room 2 | West End Health Precinct | WE | WE02 | AHMS - Adelaide Health and Medical Sciences | 04 | Fourth Floor | 4077 | 375 | Nursing | 375 | Adelaide Nursing School | 4.01 | Quiet Room 2 | 1 | Office Space Group | 119 | Informal Work Space |  | Excellent | 999.64 | NO
West End Health Precinct_WE02-AHMS - Adelaide Health and Medical Sciences_Fourth Floor_4078 _ Quiet Room 3 | WE-WE02-04-4078 | WE02-04-4078-Quiet Room 3 | West End Health Precinct | WE | WE02 | AHMS - Adelaide Health and Medical Sciences | 04 | Fourth Floor | 4078 | 384 | Medicine | 384 | Adelaide Medical School | 3.92 | Quiet Room 3 | 1 | Office Space Group | 119 | Informal Work Space |  | Excellent | 977.20 | NO
West End Health Precinct_WE02-AHMS - Adelaide Health and Medical Sciences_Fourth Floor_4079 _ Utility 1 | WE-WE02-04-4079 | WE02-04-4079-Utility 1 | West End Health Precinct | WE | WE02 | AHMS - Adelaide Health and Medical Sciences | 04 | Fourth Floor | 4079 | 375 | Nursing | 375 | Adelaide Nursing School | 2.29 | Utility 1 | 6 | General Facility Space Group | 603 | General Facility - Resource room |  | Excellent | 639.37 | NO
West End Health Precinct_WE02-AHMS - Adelaide Health and Medical Sciences_Fourth Floor_4079A _ VSR | WE-WE02-04-4079A | WE02-04-4079A-VSR | West End Health Precinct | WE | WE02 | AHMS - Adelaide Health and Medical Sciences | 04 | Fourth Floor | 4079A | 99939 | Unusable Spaces | 99939 | Unusable Spaces | 1.37 | VSR | 8 | Non Useable Floor Area Space Group | 840 | Non-usable - Service riser |  | Excellent | 0.00 | NO
West End Health Precinct_WE02-AHMS - Adelaide Health and Medical Sciences_Fourth Floor_4079B _ VSR | WE-WE02-04-4079B | WE02-04-4079B-VSR | West End Health Precinct | WE | WE02 | AHMS - Adelaide Health and Medical Sciences | 04 | Fourth Floor | 4079B | 99939 | Unusable Spaces | 99939 | Unusable Spaces | 2.48 | VSR | 8 | Non Useable Floor Area Space Group | 840 | Non-usable - Service riser |  | Excellent | 0.00 | NO
West End Health Precinct_WE02-AHMS - Adelaide Health and Medical Sciences_Fourth Floor_4079C _ Bins | WE-WE02-04-4079C | WE02-04-4079C-Bins | West End Health Precinct | WE | WE02 | AHMS - Adelaide Health and Medical Sciences | 04 | Fourth Floor | 4079C | 99939 | Unusable Spaces | 99939 | Unusable Spaces | 0.49 | Bins | 8 | Non Useable Floor Area Space Group | 841 | Non-usable - Waste management |  | Excellent | 0.00 | NO
West End Health Precinct_WE02-AHMS - Adelaide Health and Medical Sciences_Fourth Floor_4080 _ Utility 2 | WE-WE02-04-4080 | WE02-04-4080-Utility 2 | West End Health Precinct | WE | WE02 | AHMS - Adelaide Health and Medical Sciences | 04 | Fourth Floor | 4080 | 384 | Medicine | 384 | Adelaide Medical School | 5.6 | Utility 2 | 6 | General Facility Space Group | 603 | General Facility - Resource room |  | Excellent | 1,563.52 | NO
West End Health Precinct_WE02-AHMS - Adelaide Health and Medical Sciences_Fourth Floor_4080A _ VSR | WE-WE02-04-4080A | WE02-04-4080A-VSR | West End Health Precinct | WE | WE02 | AHMS - Adelaide Health and Medical Sciences | 04 | Fourth Floor | 4080A | 99939 | Unusable Spaces | 99939 | Unusable Spaces | 1.2 | VSR | 8 | Non Useable Floor Area Space Group | 840 | Non-usable - Service riser |  | Excellent | 0.00 | NO
West End Health Precinct_WE02-AHMS - Adelaide Health and Medical Sciences_Fourth Floor_4081 _ Tea Station 2 | WE-WE02-04-4081 | WE02-04-4081-Tea Station 2 | West End Health Precinct | WE | WE02 | AHMS - Adelaide Health and Medical Sciences | 04 | Fourth Floor | 4081 | 99939 | Unusable Spaces | 99939 | Unusable Spaces | 5.41 | Tea Station 2 | 6 | General Facility Space Group | 608 | General Facility - Kitchen/Servery/Food Storage |  | Excellent | 1,510.47 | NO
West End Health Precinct_WE02-AHMS - Adelaide Health and Medical Sciences_Fourth Floor_4082 _ Corr. 4 | WE-WE02-04-4082 | WE02-04-4082-Corr. 4 | West End Health Precinct | WE | WE02 | AHMS - Adelaide Health and Medical Sciences | 04 | Fourth Floor | 4082 | 99939 | Unusable Spaces | 99939 | Unusable Spaces | 82.6 | Corr. 4 | 8 | Non Useable Floor Area Space Group | 805 | Non-usable - Circulation space |  | Excellent | 0.00 | NO
West End Health Precinct_WE02-AHMS - Adelaide Health and Medical Sciences_Fourth Floor_4082A _ Seating | WE-WE02-04-4082A | WE02-04-4082A-Seating | West End Health Precinct | WE | WE02 | AHMS - Adelaide Health and Medical Sciences | 04 | Fourth Floor | 4082A | 99956 | Faculty of Health & Medical Sciences - Shared Space | 340 | Health & Medical Sciences Faculty Office | 4.44 | Seating | 5 | Library, IT and Learning Space Group | 517 | Informal Learning | INFORMAL-PRIM-S | Excellent | 1,239.65 | NO
West End Health Precinct_WE02-AHMS - Adelaide Health and Medical Sciences_Fourth Floor_4082B _ Corr. 4A | WE-WE02-04-4082B | WE02-04-4082B-Corr. 4A | West End Health Precinct | WE | WE02 | AHMS - Adelaide Health and Medical Sciences | 04 | Fourth Floor | 4082B | 99939 | Unusable Spaces | 99939 | Unusable Spaces | 18.06 | Corr. 4A | 8 | Non Useable Floor Area Space Group | 805 | Non-usable - Circulation space |  | Excellent | 0.00 | NO
West End Health Precinct_WE02-AHMS - Adelaide Health and Medical Sciences_Fourth Floor_4083 _ Compactus | WE-WE02-04-4083 | WE02-04-4083-Compactus | West End Health Precinct | WE | WE02 | AHMS - Adelaide Health and Medical Sciences | 04 | Fourth Floor | 4083 | 384 | Medicine | 384 | Adelaide Medical School | 12.14 | Compactus | 4 | Ancillary Area Space Group | 419 | Ancillary Area - Store Room - Generic |  | Excellent | 2,663.17 | NO
West End Health Precinct_WE02-AHMS - Adelaide Health and Medical Sciences_Fourth Floor_4090 _ Secure Store | WE-WE02-04-4090 | WE02-04-4090-Secure Store | West End Health Precinct | WE | WE02 | AHMS - Adelaide Health and Medical Sciences | 04 | Fourth Floor | 4090 | 384 | Medicine | 384 | Adelaide Medical School | 18.94 | Secure Store | 4 | Ancillary Area Space Group | 419 | Ancillary Area - Store Room - Generic |  | Excellent | 4,154.90 | NO
West End Health Precinct_WE02-AHMS - Adelaide Health and Medical Sciences_Fourth Floor_4091 _ West Services Riser | WE-WE02-04-4091 | WE02-04-4091-West Services Riser | West End Health Precinct | WE | WE02 | AHMS - Adelaide Health and Medical Sciences | 04 | Fourth Floor | 4091 | 99939 | Unusable Spaces | 99939 | Unusable Spaces | 8.14 | West Services Riser | 8 | Non Useable Floor Area Space Group | 840 | Non-usable - Service riser |  | Excellent | 0.00 | NO
West End Health Precinct_WE02-AHMS - Adelaide Health and Medical Sciences_Fourth Floor_4092 _ Blood Taking & Interview 1 | WE-WE02-04-4092 | WE02-04-4092-Blood Taking & Interview 1 | West End Health Precinct | WE | WE02 | AHMS - Adelaide Health and Medical Sciences | 04 | Fourth Floor | 4092 | 384 | Medicine | 384 | Adelaide Medical School | 14.21 | Blood Taking & Interview 1 | 3 | Specialist Teaching or Research Space Group | 314 | Clinical Areas Teaching Space - Undergraduate/Postgraduate |  | Excellent | 4,711.33 | NO
West End Health Precinct_WE02-AHMS - Adelaide Health and Medical Sciences_Fourth Floor_4094 _ Blood Processing | WE-WE02-04-4094 | WE02-04-4094-Blood Processing | West End Health Precinct | WE | WE02 | AHMS - Adelaide Health and Medical Sciences | 04 | Fourth Floor | 4094 | 384 | Medicine | 384 | Adelaide Medical School | 43.55 | Blood Processing | 3 | Specialist Teaching or Research Space Group | 306 | Laboratory - Scientific/Medical/Engineering - WET - Postgraduate/Research |  | Excellent | 14,439.00 | NO
West End Health Precinct_WE02-AHMS - Adelaide Health and Medical Sciences_Fourth Floor_4095 _ Waiting | WE-WE02-04-4095 | WE02-04-4095-Waiting | West End Health Precinct | WE | WE02 | AHMS - Adelaide Health and Medical Sciences | 04 | Fourth Floor | 4095 | 384 | Medicine | 384 | Adelaide Medical School | 44.95 | Waiting | 6 | General Facility Space Group | 623 | General Facility - Waiting Area/Foyer/Reception Area |  | Excellent | 12,550.04 | NO
West End Health Precinct_WE02-AHMS - Adelaide Health and Medical Sciences_Fourth Floor_4096 _ Reception | WE-WE02-04-4096 | WE02-04-4096-Reception | West End Health Precinct | WE | WE02 | AHMS - Adelaide Health and Medical Sciences | 04 | Fourth Floor | 4096 | 384 | Medicine | 384 | Adelaide Medical School | 13.25 | Reception | 1 | Office Space Group | 118 | Open Plan - Reception Area |  | Excellent | 3,303.04 | NO
West End Health Precinct_WE02-AHMS - Adelaide Health and Medical Sciences_Fourth Floor_4096.01 _ Workstation - Reception | WE-WE02-04-4096.01 | WE02-04-4096.01-Workstation - Reception | West End Health Precinct | WE | WE02 | AHMS - Adelaide Health and Medical Sciences | 04 | Fourth Floor | 4096.01 | 384 | Medicine | 384 | Adelaide Medical School | 3.77 | Workstation - Reception | 1 | Office Space Group | 118 | Open Plan - Reception Area |  | Excellent | 939.81 | NO
West End Health Precinct_WE02-AHMS - Adelaide Health and Medical Sciences_Fourth Floor_4096.02 _ Workstation - Reception | WE-WE02-04-4096.02 | WE02-04-4096.02-Workstation - Reception | West End Health Precinct | WE | WE02 | AHMS - Adelaide Health and Medical Sciences | 04 | Fourth Floor | 4096.02 | 384 | Medicine | 384 | Adelaide Medical School | 2.59 | Workstation - Reception | 1 | Office Space Group | 118 | Open Plan - Reception Area |  | Excellent | 645.65 | NO
West End Health Precinct_WE02-AHMS - Adelaide Health and Medical Sciences_Fourth Floor_4096.03 _ Workstation - Reception | WE-WE02-04-4096.03 | WE02-04-4096.03-Workstation - Reception | West End Health Precinct | WE | WE02 | AHMS - Adelaide Health and Medical Sciences | 04 | Fourth Floor | 4096.03 | 384 | Medicine | 384 | Adelaide Medical School | 2.59 | Workstation - Reception | 1 | Office Space Group | 118 | Open Plan - Reception Area |  | Excellent | 645.65 | NO
West End Health Precinct_WE02-AHMS - Adelaide Health and Medical Sciences_Fourth Floor_4096.04 _ Workstation - Reception | WE-WE02-04-4096.04 | WE02-04-4096.04-Workstation - Reception | West End Health Precinct | WE | WE02 | AHMS - Adelaide Health and Medical Sciences | 04 | Fourth Floor | 4096.04 | 384 | Medicine | 384 | Adelaide Medical School | 2.59 | Workstation - Reception | 1 | Office Space Group | 118 | Open Plan - Reception Area |  | Excellent | 645.65 | NO
West End Health Precinct_WE02-AHMS - Adelaide Health and Medical Sciences_Fourth Floor_4096.05 _ Workstation - Reception | WE-WE02-04-4096.05 | WE02-04-4096.05-Workstation - Reception | West End Health Precinct | WE | WE02 | AHMS - Adelaide Health and Medical Sciences | 04 | Fourth Floor | 4096.05 | 384 | Medicine | 384 | Adelaide Medical School | 2.58 | Workstation - Reception | 1 | Office Space Group | 118 | Open Plan - Reception Area |  | Excellent | 643.16 | NO
West End Health Precinct_WE02-AHMS - Adelaide Health and Medical Sciences_Fourth Floor_4096.06 _ Workstation - Reception | WE-WE02-04-4096.06 | WE02-04-4096.06-Workstation - Reception | West End Health Precinct | WE | WE02 | AHMS - Adelaide Health and Medical Sciences | 04 | Fourth Floor | 4096.06 | 384 | Medicine | 384 | Adelaide Medical School | 3.38 | Workstation - Reception | 1 | Office Space Group | 118 | Open Plan - Reception Area |  | Excellent | 842.59 | NO
West End Health Precinct_WE02-AHMS - Adelaide Health and Medical Sciences_Fourth Floor_4097 _ Interview 1 | WE-WE02-04-4097 | WE02-04-4097-Interview 1 | West End Health Precinct | WE | WE02 | AHMS - Adelaide Health and Medical Sciences | 04 | Fourth Floor | 4097 | 384 | Medicine | 384 | Adelaide Medical School | 10.98 | Interview 1 | 3 | Specialist Teaching or Research Space Group | 334 | Interview/Consultation Room Practice room |  | Excellent | 3,640.42 | NO
West End Health Precinct_WE02-AHMS - Adelaide Health and Medical Sciences_Fourth Floor_4098 _ Interview 2 | WE-WE02-04-4098 | WE02-04-4098-Interview 2 | West End Health Precinct | WE | WE02 | AHMS - Adelaide Health and Medical Sciences | 04 | Fourth Floor | 4098 | 384 | Medicine | 384 | Adelaide Medical School | 11.45 | Interview 2 | 3 | Specialist Teaching or Research Space Group | 334 | Interview/Consultation Room Practice room |  | Excellent | 3,796.25 | NO
West End Health Precinct_WE02-AHMS - Adelaide Health and Medical Sciences_Fourth Floor_4099 _ Blood Taking & Interview 2 | WE-WE02-04-4099 | WE02-04-4099-Blood Taking & Interview 2 | West End Health Precinct | WE | WE02 | AHMS - Adelaide Health and Medical Sciences | 04 | Fourth Floor | 4099 | 384 | Medicine | 384 | Adelaide Medical School | 11.59 | Blood Taking & Interview 2 | 3 | Specialist Teaching or Research Space Group | 314 | Clinical Areas Teaching Space - Undergraduate/Postgraduate |  | Excellent | 3,842.66 | NO
West End Health Precinct_WE02-AHMS - Adelaide Health and Medical Sciences_Fourth Floor_4100 _ Meeting - Informal | WE-WE02-04-4100 | WE02-04-4100-Meeting - Informal | West End Health Precinct | WE | WE02 | AHMS - Adelaide Health and Medical Sciences | 04 | Fourth Floor | 4100 | 384 | Medicine | 384 | Adelaide Medical School | 20.78 | Meeting - Informal | 1 | Office Space Group | 119 | Informal Work Space |  | Excellent | 5,180.16 | NO
West End Health Precinct_WE02-AHMS - Adelaide Health and Medical Sciences_Fourth Floor_4101 _ Clinical Consulting 1 | WE-WE02-04-4101 | WE02-04-4101-Clinical Consulting 1 | West End Health Precinct | WE | WE02 | AHMS - Adelaide Health and Medical Sciences | 04 | Fourth Floor | 4101 | 384 | Medicine | 384 | Adelaide Medical School | 15.57 | Clinical Consulting 1 | 3 | Specialist Teaching or Research Space Group | 314 | Clinical Areas Teaching Space - Undergraduate/Postgraduate |  | Excellent | 5,162.23 | NO
West End Health Precinct_WE02-AHMS - Adelaide Health and Medical Sciences_Fourth Floor_4102 _ Clinical Consulting 2 | WE-WE02-04-4102 | WE02-04-4102-Clinical Consulting 2 | West End Health Precinct | WE | WE02 | AHMS - Adelaide Health and Medical Sciences | 04 | Fourth Floor | 4102 | 384 | Medicine | 384 | Adelaide Medical School | 16.68 | Clinical Consulting 2 | 3 | Specialist Teaching or Research Space Group | 314 | Clinical Areas Teaching Space - Undergraduate/Postgraduate |  | Excellent | 5,530.25 | NO
West End Health Precinct_WE02-AHMS - Adelaide Health and Medical Sciences_Fourth Floor_4103 _ Clinical Consulting 3 | WE-WE02-04-4103 | WE02-04-4103-Clinical Consulting 3 | West End Health Precinct | WE | WE02 | AHMS - Adelaide Health and Medical Sciences | 04 | Fourth Floor | 4103 | 384 | Medicine | 384 | Adelaide Medical School | 16.96 | Clinical Consulting 3 | 3 | Specialist Teaching or Research Space Group | 314 | Clinical Areas Teaching Space - Undergraduate/Postgraduate |  | Excellent | 5,623.09 | NO
West End Health Precinct_WE02-AHMS - Adelaide Health and Medical Sciences_Fourth Floor_4104 _ Clinical Consulting 4 | WE-WE02-04-4104 | WE02-04-4104-Clinical Consulting 4 | West End Health Precinct | WE | WE02 | AHMS - Adelaide Health and Medical Sciences | 04 | Fourth Floor | 4104 | 384 | Medicine | 384 | Adelaide Medical School | 17.27 | Clinical Consulting 4 | 3 | Specialist Teaching or Research Space Group | 314 | Clinical Areas Teaching Space - Undergraduate/Postgraduate |  | Excellent | 5,725.87 | NO
West End Health Precinct_WE02-AHMS - Adelaide Health and Medical Sciences_Fourth Floor_4105 _ Clinical Consulting 5 | WE-WE02-04-4105 | WE02-04-4105-Clinical Consulting 5 | West End Health Precinct | WE | WE02 | AHMS - Adelaide Health and Medical Sciences | 04 | Fourth Floor | 4105 | 384 | Medicine | 384 | Adelaide Medical School | 16.78 | Clinical Consulting 5 | 3 | Specialist Teaching or Research Space Group | 314 | Clinical Areas Teaching Space - Undergraduate/Postgraduate |  | Excellent | 5,563.41 | NO
West End Health Precinct_WE02-AHMS - Adelaide Health and Medical Sciences_Fourth Floor_4106 _ Clinical Consulting 6 | WE-WE02-04-4106 | WE02-04-4106-Clinical Consulting 6 | West End Health Precinct | WE | WE02 | AHMS - Adelaide Health and Medical Sciences | 04 | Fourth Floor | 4106 | 384 | Medicine | 384 | Adelaide Medical School | 17.35 | Clinical Consulting 6 | 3 | Specialist Teaching or Research Space Group | 314 | Clinical Areas Teaching Space - Undergraduate/Postgraduate |  | Excellent | 5,752.39 | NO
West End Health Precinct_WE02-AHMS - Adelaide Health and Medical Sciences_Fourth Floor_4107 _ Corr. 6 | WE-WE02-04-4107 | WE02-04-4107-Corr. 6 | West End Health Precinct | WE | WE02 | AHMS - Adelaide Health and Medical Sciences | 04 | Fourth Floor | 4107 | 99939 | Unusable Spaces | 99939 | Unusable Spaces | 19.7 | Corr. 6 | 8 | Non Useable Floor Area Space Group | 805 | Non-usable - Circulation space |  | Excellent | 0.00 | NO
West End Health Precinct_WE02-AHMS - Adelaide Health and Medical Sciences_Fourth Floor_4108 _ Corr. 8 | WE-WE02-04-4108 | WE02-04-4108-Corr. 8 | West End Health Precinct | WE | WE02 | AHMS - Adelaide Health and Medical Sciences | 04 | Fourth Floor | 4108 | 99939 | Unusable Spaces | 99939 | Unusable Spaces | 49.22 | Corr. 8 | 8 | Non Useable Floor Area Space Group | 805 | Non-usable - Circulation space |  | Excellent | 0.00 | NO
West End Health Precinct_WE02-AHMS - Adelaide Health and Medical Sciences_Fourth Floor_4108A _ Meeting - Informal | WE-WE02-04-4108A | WE02-04-4108A-Meeting - Informal | West End Health Precinct | WE | WE02 | AHMS - Adelaide Health and Medical Sciences | 04 | Fourth Floor | 4108A | 384 | Medicine | 384 | Adelaide Medical School | 38.48 | Meeting - Informal | 1 | Office Space Group | 119 | Informal Work Space |  | Excellent | 9,592.52 | NO
West End Health Precinct_WE02-AHMS - Adelaide Health and Medical Sciences_Fourth Floor_4108B _ Circ. | WE-WE02-04-4108B | WE02-04-4108B-Circ. | West End Health Precinct | WE | WE02 | AHMS - Adelaide Health and Medical Sciences | 04 | Fourth Floor | 4108B | 99939 | Unusable Spaces | 99939 | Unusable Spaces | 14.75 | Circ. | 8 | Non Useable Floor Area Space Group | 805 | Non-usable - Circulation space |  | Excellent | 0.00 | NO
West End Health Precinct_WE02-AHMS - Adelaide Health and Medical Sciences_Fourth Floor_4108C _ Circ. | WE-WE02-04-4108C | WE02-04-4108C-Circ. | West End Health Precinct | WE | WE02 | AHMS - Adelaide Health and Medical Sciences | 04 | Fourth Floor | 4108C | 99939 | Unusable Spaces | 99939 | Unusable Spaces | 26.31 | Circ. | 8 | Non Useable Floor Area Space Group | 805 | Non-usable - Circulation space |  | Excellent | 0.00 | NO
West End Health Precinct_WE02-AHMS - Adelaide Health and Medical Sciences_Fourth Floor_4109 _ Clinical Consulting 7 | WE-WE02-04-4109 | WE02-04-4109-Clinical Consulting 7 | West End Health Precinct | WE | WE02 | AHMS - Adelaide Health and Medical Sciences | 04 | Fourth Floor | 4109 | 384 | Medicine | 384 | Adelaide Medical School | 13.12 | Clinical Consulting 7 | 3 | Specialist Teaching or Research Space Group | 314 | Clinical Areas Teaching Space - Undergraduate/Postgraduate |  | Excellent | 4,349.94 | NO
West End Health Precinct_WE02-AHMS - Adelaide Health and Medical Sciences_Fourth Floor_4110 _ Clinical Consulting 8 | WE-WE02-04-4110 | WE02-04-4110-Clinical Consulting 8 | West End Health Precinct | WE | WE02 | AHMS - Adelaide Health and Medical Sciences | 04 | Fourth Floor | 4110 | 384 | Medicine | 384 | Adelaide Medical School | 16.88 | Clinical Consulting 8 | 3 | Specialist Teaching or Research Space Group | 314 | Clinical Areas Teaching Space - Undergraduate/Postgraduate |  | Excellent | 5,596.56 | NO
West End Health Precinct_WE02-AHMS - Adelaide Health and Medical Sciences_Fourth Floor_4111 _ Clinical Consulting 9 | WE-WE02-04-4111 | WE02-04-4111-Clinical Consulting 9 | West End Health Precinct | WE | WE02 | AHMS - Adelaide Health and Medical Sciences | 04 | Fourth Floor | 4111 | 384 | Medicine | 384 | Adelaide Medical School | 17.18 | Clinical Consulting 9 | 3 | Specialist Teaching or Research Space Group | 314 | Clinical Areas Teaching Space - Undergraduate/Postgraduate |  | Excellent | 5,696.03 | NO
West End Health Precinct_WE02-AHMS - Adelaide Health and Medical Sciences_Fourth Floor_4112 _ Comms | WE-WE02-04-4112 | WE02-04-4112-Comms | West End Health Precinct | WE | WE02 | AHMS - Adelaide Health and Medical Sciences | 04 | Fourth Floor | 4112 | 99939 | Unusable Spaces | 99939 | Unusable Spaces | 15.8 | Comms | 8 | Non Useable Floor Area Space Group | 812 | Non-usable - Comms/network system/Telephone/PABX |  | Excellent | 0.00 | NO
West End Health Precinct_WE02-AHMS - Adelaide Health and Medical Sciences_Fourth Floor_4113 _ Clinical Consulting 10 | WE-WE02-04-4113 | WE02-04-4113-Clinical Consulting 10 | West End Health Precinct | WE | WE02 | AHMS - Adelaide Health and Medical Sciences | 04 | Fourth Floor | 4113 | 384 | Medicine | 384 | Adelaide Medical School | 16.25 | Clinical Consulting 10 | 3 | Specialist Teaching or Research Space Group | 314 | Clinical Areas Teaching Space - Undergraduate/Postgraduate |  | Excellent | 5,387.69 | NO
West End Health Precinct_WE02-AHMS - Adelaide Health and Medical Sciences_Fourth Floor_4114 _ Kitchen | WE-WE02-04-4114 | WE02-04-4114-Kitchen | West End Health Precinct | WE | WE02 | AHMS - Adelaide Health and Medical Sciences | 04 | Fourth Floor | 4114 | 384 | Medicine | 384 | Adelaide Medical School | 12.55 | Kitchen | 6 | General Facility Space Group | 608 | General Facility - Kitchen/Servery/Food Storage |  | Excellent | 3,503.96 | NO
West End Health Precinct_WE02-AHMS - Adelaide Health and Medical Sciences_Fourth Floor_4115 _ Corr. 7 | WE-WE02-04-4115 | WE02-04-4115-Corr. 7 | West End Health Precinct | WE | WE02 | AHMS - Adelaide Health and Medical Sciences | 04 | Fourth Floor | 4115 | 99939 | Unusable Spaces | 99939 | Unusable Spaces | 18.68 | Corr. 7 | 8 | Non Useable Floor Area Space Group | 805 | Non-usable - Circulation space |  | Excellent | 0.00 | NO
West End Health Precinct_WE02-AHMS - Adelaide Health and Medical Sciences_Fourth Floor_4115A _ VSR | WE-WE02-04-4115A | WE02-04-4115A-VSR | West End Health Precinct | WE | WE02 | AHMS - Adelaide Health and Medical Sciences | 04 | Fourth Floor | 4115A | 99939 | Unusable Spaces | 99939 | Unusable Spaces | 1.12 | VSR | 8 | Non Useable Floor Area Space Group | 840 | Non-usable - Service riser |  | Excellent | 0.00 | NO
West End Health Precinct_WE02-AHMS - Adelaide Health and Medical Sciences_Fourth Floor_4116 _ Gait / Exercise /Clinical/Consul | WE-WE02-04-4116 | WE02-04-4116-Gait / Exercise /Clinical/Consul | West End Health Precinct | WE | WE02 | AHMS - Adelaide Health and Medical Sciences | 04 | Fourth Floor | 4116 | 384 | Medicine | 384 | Adelaide Medical School | 88.05 | Gait / Exercise /Clinical/Consul | 3 | Specialist Teaching or Research Space Group | 314 | Clinical Areas Teaching Space - Undergraduate/Postgraduate |  | Excellent | 29,192.98 | NO
West End Health Precinct_WE02-AHMS - Adelaide Health and Medical Sciences_Fourth Floor_4117 _ WC / Shower - U (TBC) | WE-WE02-04-4117 | WE02-04-4117-WC / Shower - U (TBC) | West End Health Precinct | WE | WE02 | AHMS - Adelaide Health and Medical Sciences | 04 | Fourth Floor | 4117 | 99939 | Unusable Spaces | 99939 | Unusable Spaces | 6.82 | WC / Shower - U (TBC) | 8 | Non Useable Floor Area Space Group | 822 | Non-usable - Toilets/Amenities - Unisex |  | Excellent | 0.00 | NO
West End Health Precinct_WE02-AHMS - Adelaide Health and Medical Sciences_Fourth Floor_4118 _ WC - U (TBC) | WE-WE02-04-4118 | WE02-04-4118-WC - U (TBC) | West End Health Precinct | WE | WE02 | AHMS - Adelaide Health and Medical Sciences | 04 | Fourth Floor | 4118 | 99939 | Unusable Spaces | 99939 | Unusable Spaces | 3.52 | WC - U (TBC) | 8 | Non Useable Floor Area Space Group | 822 | Non-usable - Toilets/Amenities - Unisex |  | Excellent | 0.00 | NO
West End Health Precinct_WE02-AHMS - Adelaide Health and Medical Sciences_Fourth Floor_4119 _ Clean Utility | WE-WE02-04-4119 | WE02-04-4119-Clean Utility | West End Health Precinct | WE | WE02 | AHMS - Adelaide Health and Medical Sciences | 04 | Fourth Floor | 4119 | 384 | Medicine | 384 | Adelaide Medical School | 8.67 | Clean Utility | 6 | General Facility Space Group | 603 | General Facility - Resource room |  | Excellent | 2,420.66 | NO
West End Health Precinct_WE02-AHMS - Adelaide Health and Medical Sciences_Fourth Floor_4120 _ Clinical Consulting 11 | WE-WE02-04-4120 | WE02-04-4120-Clinical Consulting 11 | West End Health Precinct | WE | WE02 | AHMS - Adelaide Health and Medical Sciences | 04 | Fourth Floor | 4120 | 384 | Medicine | 384 | Adelaide Medical School | 24.53 | Clinical Consulting 11 | 3 | Specialist Teaching or Research Space Group | 314 | Clinical Areas Teaching Space - Undergraduate/Postgraduate |  | Excellent | 8,132.92 | NO
West End Health Precinct_WE02-AHMS - Adelaide Health and Medical Sciences_Fourth Floor_4121 _ Level C Gamma Prep | WE-WE02-04-4121 | WE02-04-4121-Level C Gamma Prep | West End Health Precinct | WE | WE02 | AHMS - Adelaide Health and Medical Sciences | 04 | Fourth Floor | 4121 | 384 | Medicine | 384 | Adelaide Medical School | 12.17 | Level C Gamma Prep | 3 | Specialist Teaching or Research Space Group | 306 | Laboratory - Scientific/Medical/Engineering - WET - Postgraduate/Research |  | Excellent | 4,034.96 | NO
West End Health Precinct_WE02-AHMS - Adelaide Health and Medical Sciences_Fourth Floor_4122 _ Equipment Store | WE-WE02-04-4122 | WE02-04-4122-Equipment Store | West End Health Precinct | WE | WE02 | AHMS - Adelaide Health and Medical Sciences | 04 | Fourth Floor | 4122 | 384 | Medicine | 384 | Adelaide Medical School | 26.91 | Equipment Store | 4 | Ancillary Area Space Group | 419 | Ancillary Area - Store Room - Generic |  | Excellent | 5,903.29 | NO
West End Health Precinct_WE02-AHMS - Adelaide Health and Medical Sciences_Fourth Floor_4123 _ Changeroom | WE-WE02-04-4123 | WE02-04-4123-Changeroom | West End Health Precinct | WE | WE02 | AHMS - Adelaide Health and Medical Sciences | 04 | Fourth Floor | 4123 | 99939 | Unusable Spaces | 99939 | Unusable Spaces | 4.38 | Changeroom | 8 | Non Useable Floor Area Space Group | 835 | Non-usable - Toilets/Amenities - Other |  | Excellent | 0.00 | NO
West End Health Precinct_WE02-AHMS - Adelaide Health and Medical Sciences_Fourth Floor_4124 _ East Services Riser | WE-WE02-04-4124 | WE02-04-4124-East Services Riser | West End Health Precinct | WE | WE02 | AHMS - Adelaide Health and Medical Sciences | 04 | Fourth Floor | 4124 | 99939 | Unusable Spaces | 99939 | Unusable Spaces | 10.71 | East Services Riser | 8 | Non Useable Floor Area Space Group | 840 | Non-usable - Service riser |  | Excellent | 0.00 | NO
West End Health Precinct_WE02-AHMS - Adelaide Health and Medical Sciences_Fourth Floor_4126 _ Elec | WE-WE02-04-4126 | WE02-04-4126-Elec | West End Health Precinct | WE | WE02 | AHMS - Adelaide Health and Medical Sciences | 04 | Fourth Floor | 4126 | 99939 | Unusable Spaces | 99939 | Unusable Spaces | 2.97 | Elec | 8 | Non Useable Floor Area Space Group | 840 | Non-usable - Service riser |  | Excellent | 0.00 | NO
West End Health Precinct_WE02-AHMS - Adelaide Health and Medical Sciences_Fourth Floor_4127 _ Foyer - East | WE-WE02-04-4127 | WE02-04-4127-Foyer - East | West End Health Precinct | WE | WE02 | AHMS - Adelaide Health and Medical Sciences | 04 | Fourth Floor | 4127 | 99939 | Unusable Spaces | 99939 | Unusable Spaces | 9.54 | Foyer - East | 8 | Non Useable Floor Area Space Group | 805 | Non-usable - Circulation space |  | Excellent | 0.00 | NO
West End Health Precinct_WE02-AHMS - Adelaide Health and Medical Sciences_Fifth Floor_5001 _ West Edgescape | WE-WE02-05-5001 | WE02-05-5001-West Edgescape | West End Health Precinct | WE | WE02 | AHMS - Adelaide Health and Medical Sciences | 05 | Fifth Floor | 5001 | 99939 | Unusable Spaces | 99939 | Unusable Spaces | 49.71 | West Edgescape | 6 | General Facility Space Group | 604 | General Facility - Common Room General Access |  | Excellent | 13,879.03 | NO
West End Health Precinct_WE02-AHMS - Adelaide Health and Medical Sciences_Fifth Floor_5002 _ Plantroom - West | WE-WE02-05-5002 | WE02-05-5002-Plantroom - West | West End Health Precinct | WE | WE02 | AHMS - Adelaide Health and Medical Sciences | 05 | Fifth Floor | 5002 | 99939 | Unusable Spaces | 99939 | Unusable Spaces | 51.91 | Plantroom - West | 8 | Non Useable Floor Area Space Group | 810 | Non-usable - Mechanical plant room |  | Excellent | 0.00 | NO
West End Health Precinct_WE02-AHMS - Adelaide Health and Medical Sciences_Fifth Floor_5003 _ A/L | WE-WE02-05-5003 | WE02-05-5003-A/L | West End Health Precinct | WE | WE02 | AHMS - Adelaide Health and Medical Sciences | 05 | Fifth Floor | 5003 | 99939 | Unusable Spaces | 99939 | Unusable Spaces | 12.59 | A/L | 8 | Non Useable Floor Area Space Group | 805 | Non-usable - Circulation space |  | Excellent | 0.00 | NO
West End Health Precinct_WE02-AHMS - Adelaide Health and Medical Sciences_Fifth Floor_5007 _ Lift Lobby - West | WE-WE02-05-5007 | WE02-05-5007-Lift Lobby - West | West End Health Precinct | WE | WE02 | AHMS - Adelaide Health and Medical Sciences | 05 | Fifth Floor | 5007 | 99939 | Unusable Spaces | 99939 | Unusable Spaces | 27.34 | Lift Lobby - West | 8 | Non Useable Floor Area Space Group | 805 | Non-usable - Circulation space |  | Excellent | 0.00 | NO
West End Health Precinct_WE02-AHMS - Adelaide Health and Medical Sciences_Fifth Floor_5008 _ VSR | WE-WE02-05-5008 | WE02-05-5008-VSR | West End Health Precinct | WE | WE02 | AHMS - Adelaide Health and Medical Sciences | 05 | Fifth Floor | 5008 | 99939 | Unusable Spaces | 99939 | Unusable Spaces | 4.88 | VSR | 8 | Non Useable Floor Area Space Group | 840 | Non-usable - Service riser |  | Excellent | 0.00 | NO
West End Health Precinct_WE02-AHMS - Adelaide Health and Medical Sciences_Fifth Floor_5012 _ Hyd | WE-WE02-05-5012 | WE02-05-5012-Hyd | West End Health Precinct | WE | WE02 | AHMS - Adelaide Health and Medical Sciences | 05 | Fifth Floor | 5012 | 99939 | Unusable Spaces | 99939 | Unusable Spaces | 3.51 | Hyd | 8 | Non Useable Floor Area Space Group | 840 | Non-usable - Service riser |  | Excellent | 0.00 | NO
West End Health Precinct_WE02-AHMS - Adelaide Health and Medical Sciences_Fifth Floor_5013 _ WC - F 1 | WE-WE02-05-5013 | WE02-05-5013-WC - F 1 | West End Health Precinct | WE | WE02 | AHMS - Adelaide Health and Medical Sciences | 05 | Fifth Floor | 5013 | 99939 | Unusable Spaces | 99939 | Unusable Spaces | 18.18 | WC - F 1 | 8 | Non Useable Floor Area Space Group | 820 | Non-usable - Toilets/Amenities - Female |  | Excellent | 0.00 | NO
West End Health Precinct_WE02-AHMS - Adelaide Health and Medical Sciences_Fifth Floor_5014 _ WC - Access | WE-WE02-05-5014 | WE02-05-5014-WC - Access | West End Health Precinct | WE | WE02 | AHMS - Adelaide Health and Medical Sciences | 05 | Fifth Floor | 5014 | 99939 | Unusable Spaces | 99939 | Unusable Spaces | 5.31 | WC - Access | 8 | Non Useable Floor Area Space Group | 818 | Non-usable - Toilets/Amenities - Unisex Accessible |  | Excellent | 0.00 | NO
West End Health Precinct_WE02-AHMS - Adelaide Health and Medical Sciences_Fifth Floor_5014A _ VSR | WE-WE02-05-5014A | WE02-05-5014A-VSR | West End Health Precinct | WE | WE02 | AHMS - Adelaide Health and Medical Sciences | 05 | Fifth Floor | 5014A | 99939 | Unusable Spaces | 99939 | Unusable Spaces | 0.58 | VSR | 8 | Non Useable Floor Area Space Group | 840 | Non-usable - Service riser |  | Excellent | 0.00 | NO
West End Health Precinct_WE02-AHMS - Adelaide Health and Medical Sciences_Fifth Floor_5015 _ A/L - F | WE-WE02-05-5015 | WE02-05-5015-A/L - F | West End Health Precinct | WE | WE02 | AHMS - Adelaide Health and Medical Sciences | 05 | Fifth Floor | 5015 | 99939 | Unusable Spaces | 99939 | Unusable Spaces | 2.19 | A/L - F | 8 | Non Useable Floor Area Space Group | 820 | Non-usable - Toilets/Amenities - Female |  | Excellent | 0.00 | NO
West End Health Precinct_WE02-AHMS - Adelaide Health and Medical Sciences_Fifth Floor_5016 _ Circ. | WE-WE02-05-5016 | WE02-05-5016-Circ. | West End Health Precinct | WE | WE02 | AHMS - Adelaide Health and Medical Sciences | 05 | Fifth Floor | 5016 | 99939 | Unusable Spaces | 99939 | Unusable Spaces | 11.49 | Circ. | 8 | Non Useable Floor Area Space Group | 805 | Non-usable - Circulation space |  | Excellent | 0.00 | NO
West End Health Precinct_WE02-AHMS - Adelaide Health and Medical Sciences_Fifth Floor_5017 _ Elec | WE-WE02-05-5017 | WE02-05-5017-Elec | West End Health Precinct | WE | WE02 | AHMS - Adelaide Health and Medical Sciences | 05 | Fifth Floor | 5017 | 99939 | Unusable Spaces | 99939 | Unusable Spaces | 2.09 | Elec | 8 | Non Useable Floor Area Space Group | 840 | Non-usable - Service riser |  | Excellent | 0.00 | NO
West End Health Precinct_WE02-AHMS - Adelaide Health and Medical Sciences_Fifth Floor_5018 _ VSR | WE-WE02-05-5018 | WE02-05-5018-VSR | West End Health Precinct | WE | WE02 | AHMS - Adelaide Health and Medical Sciences | 05 | Fifth Floor | 5018 | 99939 | Unusable Spaces | 99939 | Unusable Spaces | 0.66 | VSR | 8 | Non Useable Floor Area Space Group | 840 | Non-usable - Service riser |  | Excellent | 0.00 | NO
West End Health Precinct_WE02-AHMS - Adelaide Health and Medical Sciences_Fifth Floor_5019 _ WC - M 1 | WE-WE02-05-5019 | WE02-05-5019-WC - M 1 | West End Health Precinct | WE | WE02 | AHMS - Adelaide Health and Medical Sciences | 05 | Fifth Floor | 5019 | 99939 | Unusable Spaces | 99939 | Unusable Spaces | 17.77 | WC - M 1 | 8 | Non Useable Floor Area Space Group | 821 | Non-usable - Toilets/Amenities - Male |  | Excellent | 0.00 | NO
West End Health Precinct_WE02-AHMS - Adelaide Health and Medical Sciences_Fifth Floor_5020 _ A/L - M 1 | WE-WE02-05-5020 | WE02-05-5020-A/L - M 1 | West End Health Precinct | WE | WE02 | AHMS - Adelaide Health and Medical Sciences | 05 | Fifth Floor | 5020 | 99939 | Unusable Spaces | 99939 | Unusable Spaces | 2.22 | A/L - M 1 | 8 | Non Useable Floor Area Space Group | 821 | Non-usable - Toilets/Amenities - Male |  | Excellent | 0.00 | NO
West End Health Precinct_WE02-AHMS - Adelaide Health and Medical Sciences_Fifth Floor_5021 _ Cleaner 1 | WE-WE02-05-5021 | WE02-05-5021-Cleaner 1 | West End Health Precinct | WE | WE02 | AHMS - Adelaide Health and Medical Sciences | 05 | Fifth Floor | 5021 | 99939 | Unusable Spaces | 99939 | Unusable Spaces | 1.76 | Cleaner 1 | 8 | Non Useable Floor Area Space Group | 806 | Non-usable - Cleaners room |  | Excellent | 0.00 | NO
West End Health Precinct_WE02-AHMS - Adelaide Health and Medical Sciences_Fifth Floor_5022 _ Comms | WE-WE02-05-5022 | WE02-05-5022-Comms | West End Health Precinct | WE | WE02 | AHMS - Adelaide Health and Medical Sciences | 05 | Fifth Floor | 5022 | 99939 | Unusable Spaces | 99939 | Unusable Spaces | 1.43 | Comms | 8 | Non Useable Floor Area Space Group | 812 | Non-usable - Comms/network system/Telephone/PABX |  | Excellent | 0.00 | NO
West End Health Precinct_WE02-AHMS - Adelaide Health and Medical Sciences_Fifth Floor_5024 _ VSR | WE-WE02-05-5024 | WE02-05-5024-VSR | West End Health Precinct | WE | WE02 | AHMS - Adelaide Health and Medical Sciences | 05 | Fifth Floor | 5024 | 99939 | Unusable Spaces | 99939 | Unusable Spaces | 1.37 | VSR | 8 | Non Useable Floor Area Space Group | 840 | Non-usable - Service riser |  | Excellent | 0.00 | NO
West End Health Precinct_WE02-AHMS - Adelaide Health and Medical Sciences_Fifth Floor_5025 _ Fire | WE-WE02-05-5025 | WE02-05-5025-Fire | West End Health Precinct | WE | WE02 | AHMS - Adelaide Health and Medical Sciences | 05 | Fifth Floor | 5025 | 99939 | Unusable Spaces | 99939 | Unusable Spaces | 0.47 | Fire | 8 | Non Useable Floor Area Space Group | 840 | Non-usable - Service riser |  | Excellent | 0.00 | NO
West End Health Precinct_WE02-AHMS - Adelaide Health and Medical Sciences_Fifth Floor_5026 _ FH | WE-WE02-05-5026 | WE02-05-5026-FH | West End Health Precinct | WE | WE02 | AHMS - Adelaide Health and Medical Sciences | 05 | Fifth Floor | 5026 | 99939 | Unusable Spaces | 99939 | Unusable Spaces | 0.48 | FH | 8 | Non Useable Floor Area Space Group | 840 | Non-usable - Service riser |  | Excellent | 0.00 | NO
West End Health Precinct_WE02-AHMS - Adelaide Health and Medical Sciences_Fifth Floor_5027 _ Stair - Pressurisation | WE-WE02-05-5027 | WE02-05-5027-Stair - Pressurisation | West End Health Precinct | WE | WE02 | AHMS - Adelaide Health and Medical Sciences | 05 | Fifth Floor | 5027 | 99939 | Unusable Spaces | 99939 | Unusable Spaces | 2.76 | Stair - Pressurisation | 8 | Non Useable Floor Area Space Group | 840 | Non-usable - Service riser |  | Excellent | 0.00 | NO
West End Health Precinct_WE02-AHMS - Adelaide Health and Medical Sciences_Fifth Floor_5028 _ Stair - West | WE-WE02-05-5028 | WE02-05-5028-Stair - West | West End Health Precinct | WE | WE02 | AHMS - Adelaide Health and Medical Sciences | 05 | Fifth Floor | 5028 | 99939 | Unusable Spaces | 99939 | Unusable Spaces | 32.14 | Stair - West | 8 | Non Useable Floor Area Space Group | 805 | Non-usable - Circulation space |  | Excellent | 0.00 | NO
West End Health Precinct_WE02-AHMS - Adelaide Health and Medical Sciences_Fifth Floor_5030 _ Plantroom - East | WE-WE02-05-5030 | WE02-05-5030-Plantroom - East | West End Health Precinct | WE | WE02 | AHMS - Adelaide Health and Medical Sciences | 05 | Fifth Floor | 5030 | 99939 | Unusable Spaces | 99939 | Unusable Spaces | 46.11 | Plantroom - East | 8 | Non Useable Floor Area Space Group | 810 | Non-usable - Mechanical plant room |  | Excellent | 0.00 | NO
West End Health Precinct_WE02-AHMS - Adelaide Health and Medical Sciences_Fifth Floor_5030A _ VSR | WE-WE02-05-5030A | WE02-05-5030A-VSR | West End Health Precinct | WE | WE02 | AHMS - Adelaide Health and Medical Sciences | 05 | Fifth Floor | 5030A | 99939 | Unusable Spaces | 99939 | Unusable Spaces | 0.56 | VSR | 8 | Non Useable Floor Area Space Group | 840 | Non-usable - Service riser |  | Excellent | 0.00 | NO
West End Health Precinct_WE02-AHMS - Adelaide Health and Medical Sciences_Fifth Floor_5031 _ Gas | WE-WE02-05-5031 | WE02-05-5031-Gas | West End Health Precinct | WE | WE02 | AHMS - Adelaide Health and Medical Sciences | 05 | Fifth Floor | 5031 | 99939 | Unusable Spaces | 99939 | Unusable Spaces | 0.93 | Gas | 8 | Non Useable Floor Area Space Group | 840 | Non-usable - Service riser |  | Excellent | 0.00 | NO
West End Health Precinct_WE02-AHMS - Adelaide Health and Medical Sciences_Fifth Floor_5032 _ Comms | WE-WE02-05-5032 | WE02-05-5032-Comms | West End Health Precinct | WE | WE02 | AHMS - Adelaide Health and Medical Sciences | 05 | Fifth Floor | 5032 | 99939 | Unusable Spaces | 99939 | Unusable Spaces | 0.56 | Comms | 8 | Non Useable Floor Area Space Group | 812 | Non-usable - Comms/network system/Telephone/PABX |  | Excellent | 0.00 | NO
West End Health Precinct_WE02-AHMS - Adelaide Health and Medical Sciences_Fifth Floor_5033 _ Hyd | WE-WE02-05-5033 | WE02-05-5033-Hyd | West End Health Precinct | WE | WE02 | AHMS - Adelaide Health and Medical Sciences | 05 | Fifth Floor | 5033 | 99939 | Unusable Spaces | 99939 | Unusable Spaces | 0.39 | Hyd | 8 | Non Useable Floor Area Space Group | 840 | Non-usable - Service riser |  | Excellent | 0.00 | NO
West End Health Precinct_WE02-AHMS - Adelaide Health and Medical Sciences_Fifth Floor_5034 _ FH | WE-WE02-05-5034 | WE02-05-5034-FH | West End Health Precinct | WE | WE02 | AHMS - Adelaide Health and Medical Sciences | 05 | Fifth Floor | 5034 | 99939 | Unusable Spaces | 99939 | Unusable Spaces | 0.37 | FH | 8 | Non Useable Floor Area Space Group | 840 | Non-usable - Service riser |  | Excellent | 0.00 | NO
West End Health Precinct_WE02-AHMS - Adelaide Health and Medical Sciences_Fifth Floor_5035 _ Elec | WE-WE02-05-5035 | WE02-05-5035-Elec | West End Health Precinct | WE | WE02 | AHMS - Adelaide Health and Medical Sciences | 05 | Fifth Floor | 5035 | 99939 | Unusable Spaces | 99939 | Unusable Spaces | 2.86 | Elec | 8 | Non Useable Floor Area Space Group | 840 | Non-usable - Service riser |  | Excellent | 0.00 | NO
West End Health Precinct_WE02-AHMS - Adelaide Health and Medical Sciences_Fifth Floor_5036 _ Stair - East | WE-WE02-05-5036 | WE02-05-5036-Stair - East | West End Health Precinct | WE | WE02 | AHMS - Adelaide Health and Medical Sciences | 05 | Fifth Floor | 5036 | 99939 | Unusable Spaces | 99939 | Unusable Spaces | 49.43 | Stair - East | 8 | Non Useable Floor Area Space Group | 805 | Non-usable - Circulation space |  | Excellent | 0.00 | NO
West End Health Precinct_WE02-AHMS - Adelaide Health and Medical Sciences_Fifth Floor_5037 _ Stair - Pressurisation | WE-WE02-05-5037 | WE02-05-5037-Stair - Pressurisation | West End Health Precinct | WE | WE02 | AHMS - Adelaide Health and Medical Sciences | 05 | Fifth Floor | 5037 | 99939 | Unusable Spaces | 99939 | Unusable Spaces | 2.02 | Stair - Pressurisation | 8 | Non Useable Floor Area Space Group | 840 | Non-usable - Service riser |  | Excellent | 0.00 | NO
West End Health Precinct_WE02-AHMS - Adelaide Health and Medical Sciences_Fifth Floor_5037A _ VSR | WE-WE02-05-5037A | WE02-05-5037A-VSR | West End Health Precinct | WE | WE02 | AHMS - Adelaide Health and Medical Sciences | 05 | Fifth Floor | 5037A | 99939 | Unusable Spaces | 99939 | Unusable Spaces | 0.42 | VSR | 8 | Non Useable Floor Area Space Group | 840 | Non-usable - Service riser |  | Excellent | 0.00 | NO
West End Health Precinct_WE02-AHMS - Adelaide Health and Medical Sciences_Fifth Floor_5038 _ A/L - F 2 | WE-WE02-05-5038 | WE02-05-5038-A/L - F 2 | West End Health Precinct | WE | WE02 | AHMS - Adelaide Health and Medical Sciences | 05 | Fifth Floor | 5038 | 99939 | Unusable Spaces | 99939 | Unusable Spaces | 7.26 | A/L - F 2 | 8 | Non Useable Floor Area Space Group | 820 | Non-usable - Toilets/Amenities - Female |  | Excellent | 0.00 | NO
West End Health Precinct_WE02-AHMS - Adelaide Health and Medical Sciences_Fifth Floor_5039 _ WC - F 2 | WE-WE02-05-5039 | WE02-05-5039-WC - F 2 | West End Health Precinct | WE | WE02 | AHMS - Adelaide Health and Medical Sciences | 05 | Fifth Floor | 5039 | 99939 | Unusable Spaces | 99939 | Unusable Spaces | 11.27 | WC - F 2 | 8 | Non Useable Floor Area Space Group | 820 | Non-usable - Toilets/Amenities - Female |  | Excellent | 0.00 | NO
West End Health Precinct_WE02-AHMS - Adelaide Health and Medical Sciences_Fifth Floor_5040 _ Hyd | WE-WE02-05-5040 | WE02-05-5040-Hyd | West End Health Precinct | WE | WE02 | AHMS - Adelaide Health and Medical Sciences | 05 | Fifth Floor | 5040 | 99939 | Unusable Spaces | 99939 | Unusable Spaces | 2.56 | Hyd | 8 | Non Useable Floor Area Space Group | 840 | Non-usable - Service riser |  | Excellent | 0.00 | NO
West End Health Precinct_WE02-AHMS - Adelaide Health and Medical Sciences_Fifth Floor_5040A _ VSR | WE-WE02-05-5040A | WE02-05-5040A-VSR | West End Health Precinct | WE | WE02 | AHMS - Adelaide Health and Medical Sciences | 05 | Fifth Floor | 5040A | 99939 | Unusable Spaces | 99939 | Unusable Spaces | 0.48 | VSR | 8 | Non Useable Floor Area Space Group | 840 | Non-usable - Service riser |  | Excellent | 0.00 | NO
West End Health Precinct_WE02-AHMS - Adelaide Health and Medical Sciences_Fifth Floor_5041 _ WC - M 2 | WE-WE02-05-5041 | WE02-05-5041-WC - M 2 | West End Health Precinct | WE | WE02 | AHMS - Adelaide Health and Medical Sciences | 05 | Fifth Floor | 5041 | 99939 | Unusable Spaces | 99939 | Unusable Spaces | 11.23 | WC - M 2 | 8 | Non Useable Floor Area Space Group | 821 | Non-usable - Toilets/Amenities - Male |  | Excellent | 0.00 | NO
West End Health Precinct_WE02-AHMS - Adelaide Health and Medical Sciences_Fifth Floor_5041A _ VSR | WE-WE02-05-5041A | WE02-05-5041A-VSR | West End Health Precinct | WE | WE02 | AHMS - Adelaide Health and Medical Sciences | 05 | Fifth Floor | 5041A | 99939 | Unusable Spaces | 99939 | Unusable Spaces | 1.02 | VSR | 8 | Non Useable Floor Area Space Group | 840 | Non-usable - Service riser |  | Excellent | 0.00 | NO
West End Health Precinct_WE02-AHMS - Adelaide Health and Medical Sciences_Fifth Floor_5042 _ A/L - M 2 | WE-WE02-05-5042 | WE02-05-5042-A/L - M 2 | West End Health Precinct | WE | WE02 | AHMS - Adelaide Health and Medical Sciences | 05 | Fifth Floor | 5042 | 99939 | Unusable Spaces | 99939 | Unusable Spaces | 5.87 | A/L - M 2 | 8 | Non Useable Floor Area Space Group | 821 | Non-usable - Toilets/Amenities - Male |  | Excellent | 0.00 | NO
West End Health Precinct_WE02-AHMS - Adelaide Health and Medical Sciences_Fifth Floor_5043 _ Cleaner 2 | WE-WE02-05-5043 | WE02-05-5043-Cleaner 2 | West End Health Precinct | WE | WE02 | AHMS - Adelaide Health and Medical Sciences | 05 | Fifth Floor | 5043 | 99939 | Unusable Spaces | 99939 | Unusable Spaces | 1.36 | Cleaner 2 | 8 | Non Useable Floor Area Space Group | 806 | Non-usable - Cleaners room |  | Excellent | 0.00 | NO
West End Health Precinct_WE02-AHMS - Adelaide Health and Medical Sciences_Fifth Floor_5043A _ VSR | WE-WE02-05-5043A | WE02-05-5043A-VSR | West End Health Precinct | WE | WE02 | AHMS - Adelaide Health and Medical Sciences | 05 | Fifth Floor | 5043A | 99939 | Unusable Spaces | 99939 | Unusable Spaces | 0.2 | VSR | 8 | Non Useable Floor Area Space Group | 840 | Non-usable - Service riser |  | Excellent | 0.00 | NO
West End Health Precinct_WE02-AHMS - Adelaide Health and Medical Sciences_Fifth Floor_5044 _ Lift Lobby - East | WE-WE02-05-5044 | WE02-05-5044-Lift Lobby - East | West End Health Precinct | WE | WE02 | AHMS - Adelaide Health and Medical Sciences | 05 | Fifth Floor | 5044 | 99939 | Unusable Spaces | 99939 | Unusable Spaces | 22.68 | Lift Lobby - East | 8 | Non Useable Floor Area Space Group | 805 | Non-usable - Circulation space |  | Excellent | 0.00 | NO
West End Health Precinct_WE02-AHMS - Adelaide Health and Medical Sciences_Fifth Floor_5046 _ East Edgescape | WE-WE02-05-5046 | WE02-05-5046-East Edgescape | West End Health Precinct | WE | WE02 | AHMS - Adelaide Health and Medical Sciences | 05 | Fifth Floor | 5046 | 99939 | Unusable Spaces | 99939 | Unusable Spaces | 18.75 | East Edgescape | 6 | General Facility Space Group | 604 | General Facility - Common Room General Access |  | Excellent | 5,235.00 | NO
West End Health Precinct_WE02-AHMS - Adelaide Health and Medical Sciences_Fifth Floor_5050 _ Workstation - circulation | WE-WE02-05-5050 | WE02-05-5050-Workstation - circulation | West End Health Precinct | WE | WE02 | AHMS - Adelaide Health and Medical Sciences | 05 | Fifth Floor | 5050 | 384 | Medicine | 384 | Adelaide Medical School | 28.03 | Workstation - circulation | 1 | Office Space Group | 111 | Open Plan - Specific type not defined |  | Excellent | 6,987.48 | NO
West End Health Precinct_WE02-AHMS - Adelaide Health and Medical Sciences_Fifth Floor_5050.01 _ Workstation | WE-WE02-05-5050.01 | WE02-05-5050.01-Workstation | West End Health Precinct | WE | WE02 | AHMS - Adelaide Health and Medical Sciences | 05 | Fifth Floor | 5050.01 | 384 | Medicine | 384 | Adelaide Medical School | 5.67 | Workstation | 1 | Office Space Group | 111 | Open Plan - Specific type not defined |  | Excellent | 1,413.45 | NO
West End Health Precinct_WE02-AHMS - Adelaide Health and Medical Sciences_Fifth Floor_5050.02 _ Workstation | WE-WE02-05-5050.02 | WE02-05-5050.02-Workstation | West End Health Precinct | WE | WE02 | AHMS - Adelaide Health and Medical Sciences | 05 | Fifth Floor | 5050.02 | 384 | Medicine | 384 | Adelaide Medical School | 4.2 | Workstation | 1 | Office Space Group | 111 | Open Plan - Specific type not defined |  | Excellent | 1,047.00 | NO
West End Health Precinct_WE02-AHMS - Adelaide Health and Medical Sciences_Fifth Floor_5050.03 _ Workstation | WE-WE02-05-5050.03 | WE02-05-5050.03-Workstation | West End Health Precinct | WE | WE02 | AHMS - Adelaide Health and Medical Sciences | 05 | Fifth Floor | 5050.03 | 384 | Medicine | 384 | Adelaide Medical School | 4.28 | Workstation | 1 | Office Space Group | 111 | Open Plan - Specific type not defined |  | Excellent | 1,066.94 | NO
West End Health Precinct_WE02-AHMS - Adelaide Health and Medical Sciences_Fifth Floor_5050.04 _ Workstation | WE-WE02-05-5050.04 | WE02-05-5050.04-Workstation | West End Health Precinct | WE | WE02 | AHMS - Adelaide Health and Medical Sciences | 05 | Fifth Floor | 5050.04 | 384 | Medicine | 384 | Adelaide Medical School | 2.85 | Workstation | 1 | Office Space Group | 111 | Open Plan - Specific type not defined |  | Excellent | 710.46 | NO
West End Health Precinct_WE02-AHMS - Adelaide Health and Medical Sciences_Fifth Floor_5050.05 _ Workstation | WE-WE02-05-5050.05 | WE02-05-5050.05-Workstation | West End Health Precinct | WE | WE02 | AHMS - Adelaide Health and Medical Sciences | 05 | Fifth Floor | 5050.05 | 384 | Medicine | 384 | Adelaide Medical School | 3.75 | Workstation | 1 | Office Space Group | 111 | Open Plan - Specific type not defined |  | Excellent | 934.82 | NO
West End Health Precinct_WE02-AHMS - Adelaide Health and Medical Sciences_Fifth Floor_5050.06 _ Workstation | WE-WE02-05-5050.06 | WE02-05-5050.06-Workstation | West End Health Precinct | WE | WE02 | AHMS - Adelaide Health and Medical Sciences | 05 | Fifth Floor | 5050.06 | 384 | Medicine | 384 | Adelaide Medical School | 3.75 | Workstation | 1 | Office Space Group | 111 | Open Plan - Specific type not defined |  | Excellent | 934.82 | NO
West End Health Precinct_WE02-AHMS - Adelaide Health and Medical Sciences_Fifth Floor_5050.07 _ Workstation | WE-WE02-05-5050.07 | WE02-05-5050.07-Workstation | West End Health Precinct | WE | WE02 | AHMS - Adelaide Health and Medical Sciences | 05 | Fifth Floor | 5050.07 | 384 | Medicine | 384 | Adelaide Medical School | 2.85 | Workstation | 1 | Office Space Group | 111 | Open Plan - Specific type not defined |  | Excellent | 710.46 | NO
West End Health Precinct_WE02-AHMS - Adelaide Health and Medical Sciences_Fifth Floor_5050.08 _ Workstation | WE-WE02-05-5050.08 | WE02-05-5050.08-Workstation | West End Health Precinct | WE | WE02 | AHMS - Adelaide Health and Medical Sciences | 05 | Fifth Floor | 5050.08 | 384 | Medicine | 384 | Adelaide Medical School | 3.75 | Workstation | 1 | Office Space Group | 111 | Open Plan - Specific type not defined |  | Excellent | 934.82 | NO
West End Health Precinct_WE02-AHMS - Adelaide Health and Medical Sciences_Fifth Floor_5050.09 _ Workstation | WE-WE02-05-5050.09 | WE02-05-5050.09-Workstation | West End Health Precinct | WE | WE02 | AHMS - Adelaide Health and Medical Sciences | 05 | Fifth Floor | 5050.09 | 384 | Medicine | 384 | Adelaide Medical School | 3.75 | Workstation | 1 | Office Space Group | 111 | Open Plan - Specific type not defined |  | Excellent | 934.82 | NO
West End Health Precinct_WE02-AHMS - Adelaide Health and Medical Sciences_Fifth Floor_5050.10 _ Workstation | WE-WE02-05-5050.10 | WE02-05-5050.10-Workstation | West End Health Precinct | WE | WE02 | AHMS - Adelaide Health and Medical Sciences | 05 | Fifth Floor | 5050.10 | 384 | Medicine | 384 | Adelaide Medical School | 2.85 | Workstation | 1 | Office Space Group | 111 | Open Plan - Specific type not defined |  | Excellent | 710.46 | NO
West End Health Precinct_WE02-AHMS - Adelaide Health and Medical Sciences_Fifth Floor_5050.11 _ Workstation | WE-WE02-05-5050.11 | WE02-05-5050.11-Workstation | West End Health Precinct | WE | WE02 | AHMS - Adelaide Health and Medical Sciences | 05 | Fifth Floor | 5050.11 | 384 | Medicine | 384 | Adelaide Medical School | 3.75 | Workstation | 1 | Office Space Group | 111 | Open Plan - Specific type not defined |  | Excellent | 934.82 | NO
West End Health Precinct_WE02-AHMS - Adelaide Health and Medical Sciences_Fifth Floor_5050.12 _ Workstation | WE-WE02-05-5050.12 | WE02-05-5050.12-Workstation | West End Health Precinct | WE | WE02 | AHMS - Adelaide Health and Medical Sciences | 05 | Fifth Floor | 5050.12 | 384 | Medicine | 384 | Adelaide Medical School | 3.75 | Workstation | 1 | Office Space Group | 111 | Open Plan - Specific type not defined |  | Excellent | 934.82 | NO
West End Health Precinct_WE02-AHMS - Adelaide Health and Medical Sciences_Fifth Floor_5050.13 _ Workstation | WE-WE02-05-5050.13 | WE02-05-5050.13-Workstation | West End Health Precinct | WE | WE02 | AHMS - Adelaide Health and Medical Sciences | 05 | Fifth Floor | 5050.13 | 384 | Medicine | 384 | Adelaide Medical School | 2.85 | Workstation | 1 | Office Space Group | 111 | Open Plan - Specific type not defined |  | Excellent | 710.46 | NO
West End Health Precinct_WE02-AHMS - Adelaide Health and Medical Sciences_Fifth Floor_5050.14 _ Workstation | WE-WE02-05-5050.14 | WE02-05-5050.14-Workstation | West End Health Precinct | WE | WE02 | AHMS - Adelaide Health and Medical Sciences | 05 | Fifth Floor | 5050.14 | 384 | Medicine | 384 | Adelaide Medical School | 3.75 | Workstation | 1 | Office Space Group | 111 | Open Plan - Specific type not defined |  | Excellent | 934.82 | NO
West End Health Precinct_WE02-AHMS - Adelaide Health and Medical Sciences_Fifth Floor_5050.15 _ Workstation | WE-WE02-05-5050.15 | WE02-05-5050.15-Workstation | West End Health Precinct | WE | WE02 | AHMS - Adelaide Health and Medical Sciences | 05 | Fifth Floor | 5050.15 | 384 | Medicine | 384 | Adelaide Medical School | 3.75 | Workstation | 1 | Office Space Group | 111 | Open Plan - Specific type not defined |  | Excellent | 934.82 | NO
West End Health Precinct_WE02-AHMS - Adelaide Health and Medical Sciences_Fifth Floor_5050.16 _ Workstation | WE-WE02-05-5050.16 | WE02-05-5050.16-Workstation | West End Health Precinct | WE | WE02 | AHMS - Adelaide Health and Medical Sciences | 05 | Fifth Floor | 5050.16 | 375 | Nursing | 375 | Adelaide Nursing School | 3.78 | Workstation | 1 | Office Space Group | 111 | Open Plan - Specific type not defined |  | Excellent | 942.30 | NO
West End Health Precinct_WE02-AHMS - Adelaide Health and Medical Sciences_Fifth Floor_5050.17 _ Workstation | WE-WE02-05-5050.17 | WE02-05-5050.17-Workstation | West End Health Precinct | WE | WE02 | AHMS - Adelaide Health and Medical Sciences | 05 | Fifth Floor | 5050.17 | 375 | Nursing | 375 | Adelaide Nursing School | 3.75 | Workstation | 1 | Office Space Group | 111 | Open Plan - Specific type not defined |  | Excellent | 934.82 | NO
West End Health Precinct_WE02-AHMS - Adelaide Health and Medical Sciences_Fifth Floor_5051 _ Meeting | WE-WE02-05-5051 | WE02-05-5051-Meeting | West End Health Precinct | WE | WE02 | AHMS - Adelaide Health and Medical Sciences | 05 | Fifth Floor | 5051 | 384 | Medicine | 384 | Adelaide Medical School | 5.04 | Meeting | 6 | General Facility Space Group | 601 | General Facility - Committee/Conference/Meeting room |  | Excellent | 1,407.17 | NO
West End Health Precinct_WE02-AHMS - Adelaide Health and Medical Sciences_Fifth Floor_5052A _ Seminar (16P) | WE-WE02-05-5052A | WE02-05-5052A-Seminar (16P) | West End Health Precinct | WE | WE02 | AHMS - Adelaide Health and Medical Sciences | 05 | Fifth Floor | 5052A | 99998 | Central Common Teaching Areas (In Use) | 952 | Corporate Services Division Admin | 35.88 | Seminar (16P) | 2 | Teaching Space Group | 206 | Lecture/Seminar/Tutorial/Class Room (<30) Flat Floor |  | Excellent | 10,912.13 | NO
West End Health Precinct_WE02-AHMS - Adelaide Health and Medical Sciences_Fifth Floor_5052B _ Seminar (16P) | WE-WE02-05-5052B | WE02-05-5052B-Seminar (16P) | West End Health Precinct | WE | WE02 | AHMS - Adelaide Health and Medical Sciences | 05 | Fifth Floor | 5052B | 99998 | Central Common Teaching Areas (In Use) | 952 | Corporate Services Division Admin | 34.31 | Seminar (16P) | 2 | Teaching Space Group | 206 | Lecture/Seminar/Tutorial/Class Room (<30) Flat Floor |  | Excellent | 10,434.65 | NO
West End Health Precinct_WE02-AHMS - Adelaide Health and Medical Sciences_Fifth Floor_5053 _ Corr. 1 | WE-WE02-05-5053 | WE02-05-5053-Corr. 1 | West End Health Precinct | WE | WE02 | AHMS - Adelaide Health and Medical Sciences | 05 | Fifth Floor | 5053 | 99939 | Unusable Spaces | 99939 | Unusable Spaces | 10.5 | Corr. 1 | 8 | Non Useable Floor Area Space Group | 805 | Non-usable - Circulation space |  | Excellent | 0.00 | NO
West End Health Precinct_WE02-AHMS - Adelaide Health and Medical Sciences_Fifth Floor_5054 _ Corr. 2 | WE-WE02-05-5054 | WE02-05-5054-Corr. 2 | West End Health Precinct | WE | WE02 | AHMS - Adelaide Health and Medical Sciences | 05 | Fifth Floor | 5054 | 99939 | Unusable Spaces | 99939 | Unusable Spaces | 19.15 | Corr. 2 | 8 | Non Useable Floor Area Space Group | 805 | Non-usable - Circulation space |  | Excellent | 0.00 | NO
West End Health Precinct_WE02-AHMS - Adelaide Health and Medical Sciences_Fifth Floor_5055 _ Meeting 1 (3P) | WE-WE02-05-5055 | WE02-05-5055-Meeting 1 (3P) | West End Health Precinct | WE | WE02 | AHMS - Adelaide Health and Medical Sciences | 05 | Fifth Floor | 5055 | 384 | Medicine | 384 | Adelaide Medical School | 5.08 | Meeting 1 (3P) | 6 | General Facility Space Group | 601 | General Facility - Committee/Conference/Meeting room |  | Excellent | 1,418.34 | NO
West End Health Precinct_WE02-AHMS - Adelaide Health and Medical Sciences_Fifth Floor_5056 _ Meeting 2 (3P) | WE-WE02-05-5056 | WE02-05-5056-Meeting 2 (3P) | West End Health Precinct | WE | WE02 | AHMS - Adelaide Health and Medical Sciences | 05 | Fifth Floor | 5056 | 384 | Medicine | 384 | Adelaide Medical School | 5.19 | Meeting 2 (3P) | 6 | General Facility Space Group | 601 | General Facility - Committee/Conference/Meeting room |  | Excellent | 1,449.05 | NO
West End Health Precinct_WE02-AHMS - Adelaide Health and Medical Sciences_Fifth Floor_5057 _ Meeting 1 (6-8P) | WE-WE02-05-5057 | WE02-05-5057-Meeting 1 (6-8P) | West End Health Precinct | WE | WE02 | AHMS - Adelaide Health and Medical Sciences | 05 | Fifth Floor | 5057 | 384 | Medicine | 384 | Adelaide Medical School | 10.55 | Meeting 1 (6-8P) | 6 | General Facility Space Group | 601 | General Facility - Committee/Conference/Meeting room |  | Excellent | 2,945.56 | NO
West End Health Precinct_WE02-AHMS - Adelaide Health and Medical Sciences_Fifth Floor_5058 _ Office 1 | WE-WE02-05-5058 | WE02-05-5058-Office 1 | West End Health Precinct | WE | WE02 | AHMS - Adelaide Health and Medical Sciences | 05 | Fifth Floor | 5058 | 384 | Medicine | 384 | Adelaide Medical School | 10.63 | Office 1 | 1 | Office Space Group | 108 | Office - Professional/General Staff |  | Excellent | 2,649.91 | NO
West End Health Precinct_WE02-AHMS - Adelaide Health and Medical Sciences_Fifth Floor_5059 _ Office 2 | WE-WE02-05-5059 | WE02-05-5059-Office 2 | West End Health Precinct | WE | WE02 | AHMS - Adelaide Health and Medical Sciences | 05 | Fifth Floor | 5059 | 384 | Medicine | 384 | Adelaide Medical School | 10.63 | Office 2 | 1 | Office Space Group | 108 | Office - Professional/General Staff |  | Excellent | 2,649.91 | NO
West End Health Precinct_WE02-AHMS - Adelaide Health and Medical Sciences_Fifth Floor_5060 _ Office 3 | WE-WE02-05-5060 | WE02-05-5060-Office 3 | West End Health Precinct | WE | WE02 | AHMS - Adelaide Health and Medical Sciences | 05 | Fifth Floor | 5060 | 384 | Medicine | 384 | Adelaide Medical School | 10.37 | Office 3 | 1 | Office Space Group | 108 | Office - Professional/General Staff |  | Excellent | 2,585.09 | NO
West End Health Precinct_WE02-AHMS - Adelaide Health and Medical Sciences_Fifth Floor_5061 _ Office 4 | WE-WE02-05-5061 | WE02-05-5061-Office 4 | West End Health Precinct | WE | WE02 | AHMS - Adelaide Health and Medical Sciences | 05 | Fifth Floor | 5061 | 384 | Medicine | 384 | Adelaide Medical School | 10.11 | Office 4 | 1 | Office Space Group | 108 | Office - Professional/General Staff |  | Excellent | 2,520.28 | NO
West End Health Precinct_WE02-AHMS - Adelaide Health and Medical Sciences_Fifth Floor_5062 _ Workstation - circulation | WE-WE02-05-5062 | WE02-05-5062-Workstation - circulation | West End Health Precinct | WE | WE02 | AHMS - Adelaide Health and Medical Sciences | 05 | Fifth Floor | 5062 | 384 | Medicine | 384 | Adelaide Medical School | 63.78 | Workstation - circulation | 1 | Office Space Group | 111 | Open Plan - Specific type not defined |  | Excellent | 15,899.44 | NO
West End Health Precinct_WE02-AHMS - Adelaide Health and Medical Sciences_Fifth Floor_5062.01 _ Workstation | WE-WE02-05-5062.01 | WE02-05-5062.01-Workstation | West End Health Precinct | WE | WE02 | AHMS - Adelaide Health and Medical Sciences | 05 | Fifth Floor | 5062.01 | 384 | Medicine | 384 | Adelaide Medical School | 3.63 | Workstation | 1 | Office Space Group | 111 | Open Plan - Specific type not defined |  | Excellent | 904.91 | NO
West End Health Precinct_WE02-AHMS - Adelaide Health and Medical Sciences_Fifth Floor_5062.02 _ Workstation | WE-WE02-05-5062.02 | WE02-05-5062.02-Workstation | West End Health Precinct | WE | WE02 | AHMS - Adelaide Health and Medical Sciences | 05 | Fifth Floor | 5062.02 | 384 | Medicine | 384 | Adelaide Medical School | 4.58 | Workstation | 1 | Office Space Group | 111 | Open Plan - Specific type not defined |  | Excellent | 1,141.73 | NO
West End Health Precinct_WE02-AHMS - Adelaide Health and Medical Sciences_Fifth Floor_5062.03 _ Workstation | WE-WE02-05-5062.03 | WE02-05-5062.03-Workstation | West End Health Precinct | WE | WE02 | AHMS - Adelaide Health and Medical Sciences | 05 | Fifth Floor | 5062.03 | 384 | Medicine | 384 | Adelaide Medical School | 4.84 | Workstation | 1 | Office Space Group | 111 | Open Plan - Specific type not defined |  | Excellent | 1,206.54 | NO
West End Health Precinct_WE02-AHMS - Adelaide Health and Medical Sciences_Fifth Floor_5062.04 _ Workstation | WE-WE02-05-5062.04 | WE02-05-5062.04-Workstation | West End Health Precinct | WE | WE02 | AHMS - Adelaide Health and Medical Sciences | 05 | Fifth Floor | 5062.04 | 384 | Medicine | 384 | Adelaide Medical School | 4.84 | Workstation | 1 | Office Space Group | 111 | Open Plan - Specific type not defined |  | Excellent | 1,206.54 | NO
West End Health Precinct_WE02-AHMS - Adelaide Health and Medical Sciences_Fifth Floor_5062.05 _ Workstation | WE-WE02-05-5062.05 | WE02-05-5062.05-Workstation | West End Health Precinct | WE | WE02 | AHMS - Adelaide Health and Medical Sciences | 05 | Fifth Floor | 5062.05 | 384 | Medicine | 384 | Adelaide Medical School | 4.84 | Workstation | 1 | Office Space Group | 111 | Open Plan - Specific type not defined |  | Excellent | 1,206.54 | NO
West End Health Precinct_WE02-AHMS - Adelaide Health and Medical Sciences_Fifth Floor_5062.06 _ Workstation | WE-WE02-05-5062.06 | WE02-05-5062.06-Workstation | West End Health Precinct | WE | WE02 | AHMS - Adelaide Health and Medical Sciences | 05 | Fifth Floor | 5062.06 | 384 | Medicine | 384 | Adelaide Medical School | 2.75 | Workstation | 1 | Office Space Group | 111 | Open Plan - Specific type not defined |  | Excellent | 685.54 | NO
West End Health Precinct_WE02-AHMS - Adelaide Health and Medical Sciences_Fifth Floor_5062.07 _ Workstation | WE-WE02-05-5062.07 | WE02-05-5062.07-Workstation | West End Health Precinct | WE | WE02 | AHMS - Adelaide Health and Medical Sciences | 05 | Fifth Floor | 5062.07 | 384 | Medicine | 384 | Adelaide Medical School | 3.66 | Workstation | 1 | Office Space Group | 111 | Open Plan - Specific type not defined |  | Excellent | 912.39 | NO
West End Health Precinct_WE02-AHMS - Adelaide Health and Medical Sciences_Fifth Floor_5062.08 _ Workstation | WE-WE02-05-5062.08 | WE02-05-5062.08-Workstation | West End Health Precinct | WE | WE02 | AHMS - Adelaide Health and Medical Sciences | 05 | Fifth Floor | 5062.08 | 384 | Medicine | 384 | Adelaide Medical School | 3.66 | Workstation | 1 | Office Space Group | 111 | Open Plan - Specific type not defined |  | Excellent | 912.39 | NO
West End Health Precinct_WE02-AHMS - Adelaide Health and Medical Sciences_Fifth Floor_5062.09 _ Workstation | WE-WE02-05-5062.09 | WE02-05-5062.09-Workstation | West End Health Precinct | WE | WE02 | AHMS - Adelaide Health and Medical Sciences | 05 | Fifth Floor | 5062.09 | 384 | Medicine | 384 | Adelaide Medical School | 3.66 | Workstation | 1 | Office Space Group | 111 | Open Plan - Specific type not defined |  | Excellent | 912.39 | NO
West End Health Precinct_WE02-AHMS - Adelaide Health and Medical Sciences_Fifth Floor_5062.10 _ Workstation | WE-WE02-05-5062.10 | WE02-05-5062.10-Workstation | West End Health Precinct | WE | WE02 | AHMS - Adelaide Health and Medical Sciences | 05 | Fifth Floor | 5062.10 | 384 | Medicine | 384 | Adelaide Medical School | 3.66 | Workstation | 1 | Office Space Group | 111 | Open Plan - Specific type not defined |  | Excellent | 912.39 | NO
West End Health Precinct_WE02-AHMS - Adelaide Health and Medical Sciences_Fifth Floor_5062.11 _ Workstation | WE-WE02-05-5062.11 | WE02-05-5062.11-Workstation | West End Health Precinct | WE | WE02 | AHMS - Adelaide Health and Medical Sciences | 05 | Fifth Floor | 5062.11 | 384 | Medicine | 384 | Adelaide Medical School | 2.75 | Workstation | 1 | Office Space Group | 111 | Open Plan - Specific type not defined |  | Excellent | 685.54 | NO
West End Health Precinct_WE02-AHMS - Adelaide Health and Medical Sciences_Fifth Floor_5062.12 _ Workstation | WE-WE02-05-5062.12 | WE02-05-5062.12-Workstation | West End Health Precinct | WE | WE02 | AHMS - Adelaide Health and Medical Sciences | 05 | Fifth Floor | 5062.12 | 384 | Medicine | 384 | Adelaide Medical School | 3.66 | Workstation | 1 | Office Space Group | 111 | Open Plan - Specific type not defined |  | Excellent | 912.39 | NO
West End Health Precinct_WE02-AHMS - Adelaide Health and Medical Sciences_Fifth Floor_5062.13 _ Workstation | WE-WE02-05-5062.13 | WE02-05-5062.13-Workstation | West End Health Precinct | WE | WE02 | AHMS - Adelaide Health and Medical Sciences | 05 | Fifth Floor | 5062.13 | 384 | Medicine | 384 | Adelaide Medical School | 3.66 | Workstation | 1 | Office Space Group | 111 | Open Plan - Specific type not defined |  | Excellent | 912.39 | NO
West End Health Precinct_WE02-AHMS - Adelaide Health and Medical Sciences_Fifth Floor_5062.14 _ Workstation | WE-WE02-05-5062.14 | WE02-05-5062.14-Workstation | West End Health Precinct | WE | WE02 | AHMS - Adelaide Health and Medical Sciences | 05 | Fifth Floor | 5062.14 | 384 | Medicine | 384 | Adelaide Medical School | 3.66 | Workstation | 1 | Office Space Group | 111 | Open Plan - Specific type not defined |  | Excellent | 912.39 | NO
West End Health Precinct_WE02-AHMS - Adelaide Health and Medical Sciences_Fifth Floor_5062.15 _ Workstation | WE-WE02-05-5062.15 | WE02-05-5062.15-Workstation | West End Health Precinct | WE | WE02 | AHMS - Adelaide Health and Medical Sciences | 05 | Fifth Floor | 5062.15 | 384 | Medicine | 384 | Adelaide Medical School | 3.66 | Workstation | 1 | Office Space Group | 111 | Open Plan - Specific type not defined |  | Excellent | 912.39 | NO
West End Health Precinct_WE02-AHMS - Adelaide Health and Medical Sciences_Fifth Floor_5062.16 _ Workstation | WE-WE02-05-5062.16 | WE02-05-5062.16-Workstation | West End Health Precinct | WE | WE02 | AHMS - Adelaide Health and Medical Sciences | 05 | Fifth Floor | 5062.16 | 375 | Nursing | 375 | Adelaide Nursing School | 2.75 | Workstation | 1 | Office Space Group | 111 | Open Plan - Specific type not defined |  | Excellent | 685.54 | NO
West End Health Precinct_WE02-AHMS - Adelaide Health and Medical Sciences_Fifth Floor_5062.17 _ Workstation | WE-WE02-05-5062.17 | WE02-05-5062.17-Workstation | West End Health Precinct | WE | WE02 | AHMS - Adelaide Health and Medical Sciences | 05 | Fifth Floor | 5062.17 | 375 | Nursing | 375 | Adelaide Nursing School | 3.66 | Workstation | 1 | Office Space Group | 111 | Open Plan - Specific type not defined |  | Excellent | 912.39 | NO
West End Health Precinct_WE02-AHMS - Adelaide Health and Medical Sciences_Fifth Floor_5062.18 _ Workstation | WE-WE02-05-5062.18 | WE02-05-5062.18-Workstation | West End Health Precinct | WE | WE02 | AHMS - Adelaide Health and Medical Sciences | 05 | Fifth Floor | 5062.18 | 375 | Nursing | 375 | Adelaide Nursing School | 3.66 | Workstation | 1 | Office Space Group | 111 | Open Plan - Specific type not defined |  | Excellent | 912.39 | NO
West End Health Precinct_WE02-AHMS - Adelaide Health and Medical Sciences_Fifth Floor_5062.19 _ Workstation | WE-WE02-05-5062.19 | WE02-05-5062.19-Workstation | West End Health Precinct | WE | WE02 | AHMS - Adelaide Health and Medical Sciences | 05 | Fifth Floor | 5062.19 | 375 | Nursing | 375 | Adelaide Nursing School | 3.66 | Workstation | 1 | Office Space Group | 111 | Open Plan - Specific type not defined |  | Excellent | 912.39 | NO
West End Health Precinct_WE02-AHMS - Adelaide Health and Medical Sciences_Fifth Floor_5062.20 _ Workstation | WE-WE02-05-5062.20 | WE02-05-5062.20-Workstation | West End Health Precinct | WE | WE02 | AHMS - Adelaide Health and Medical Sciences | 05 | Fifth Floor | 5062.20 | 375 | Nursing | 375 | Adelaide Nursing School | 3.66 | Workstation | 1 | Office Space Group | 111 | Open Plan - Specific type not defined |  | Excellent | 912.39 | NO
West End Health Precinct_WE02-AHMS - Adelaide Health and Medical Sciences_Fifth Floor_5062.21 _ Workstation | WE-WE02-05-5062.21 | WE02-05-5062.21-Workstation | West End Health Precinct | WE | WE02 | AHMS - Adelaide Health and Medical Sciences | 05 | Fifth Floor | 5062.21 | 375 | Nursing | 375 | Adelaide Nursing School | 2.78 | Workstation | 1 | Office Space Group | 111 | Open Plan - Specific type not defined |  | Excellent | 693.01 | NO
West End Health Precinct_WE02-AHMS - Adelaide Health and Medical Sciences_Fifth Floor_5062.22 _ Workstation | WE-WE02-05-5062.22 | WE02-05-5062.22-Workstation | West End Health Precinct | WE | WE02 | AHMS - Adelaide Health and Medical Sciences | 05 | Fifth Floor | 5062.22 | 375 | Nursing | 375 | Adelaide Nursing School | 3.71 | Workstation | 1 | Office Space Group | 111 | Open Plan - Specific type not defined |  | Excellent | 924.85 | NO
West End Health Precinct_WE02-AHMS - Adelaide Health and Medical Sciences_Fifth Floor_5062.23 _ Workstation | WE-WE02-05-5062.23 | WE02-05-5062.23-Workstation | West End Health Precinct | WE | WE02 | AHMS - Adelaide Health and Medical Sciences | 05 | Fifth Floor | 5062.23 | 375 | Nursing | 375 | Adelaide Nursing School | 3.71 | Workstation | 1 | Office Space Group | 111 | Open Plan - Specific type not defined |  | Excellent | 924.85 | NO
West End Health Precinct_WE02-AHMS - Adelaide Health and Medical Sciences_Fifth Floor_5062.24 _ Workstation | WE-WE02-05-5062.24 | WE02-05-5062.24-Workstation | West End Health Precinct | WE | WE02 | AHMS - Adelaide Health and Medical Sciences | 05 | Fifth Floor | 5062.24 | 375 | Nursing | 375 | Adelaide Nursing School | 4.64 | Workstation | 1 | Office Space Group | 111 | Open Plan - Specific type not defined |  | Excellent | 1,156.69 | NO
West End Health Precinct_WE02-AHMS - Adelaide Health and Medical Sciences_Fifth Floor_5062.25 _ Workstation | WE-WE02-05-5062.25 | WE02-05-5062.25-Workstation | West End Health Precinct | WE | WE02 | AHMS - Adelaide Health and Medical Sciences | 05 | Fifth Floor | 5062.25 | 384 | Medicine | 384 | Adelaide Medical School | 4.19 | Workstation | 1 | Office Space Group | 111 | Open Plan - Specific type not defined |  | Excellent | 1,044.51 | NO
West End Health Precinct_WE02-AHMS - Adelaide Health and Medical Sciences_Fifth Floor_5062.26 _ Workstation | WE-WE02-05-5062.26 | WE02-05-5062.26-Workstation | West End Health Precinct | WE | WE02 | AHMS - Adelaide Health and Medical Sciences | 05 | Fifth Floor | 5062.26 | 384 | Medicine | 384 | Adelaide Medical School | 4.19 | Workstation | 1 | Office Space Group | 111 | Open Plan - Specific type not defined |  | Excellent | 1,044.51 | NO
West End Health Precinct_WE02-AHMS - Adelaide Health and Medical Sciences_Fifth Floor_5062.27 _ Workstation | WE-WE02-05-5062.27 | WE02-05-5062.27-Workstation | West End Health Precinct | WE | WE02 | AHMS - Adelaide Health and Medical Sciences | 05 | Fifth Floor | 5062.27 | 384 | Medicine | 384 | Adelaide Medical School | 5.58 | Workstation | 1 | Office Space Group | 111 | Open Plan - Specific type not defined |  | Excellent | 1,391.01 | NO
West End Health Precinct_WE02-AHMS - Adelaide Health and Medical Sciences_Fifth Floor_5062.28 _ Workstation | WE-WE02-05-5062.28 | WE02-05-5062.28-Workstation | West End Health Precinct | WE | WE02 | AHMS - Adelaide Health and Medical Sciences | 05 | Fifth Floor | 5062.28 | 384 | Medicine | 384 | Adelaide Medical School | 5.58 | Workstation | 1 | Office Space Group | 111 | Open Plan - Specific type not defined |  | Excellent | 1,391.01 | NO
West End Health Precinct_WE02-AHMS - Adelaide Health and Medical Sciences_Fifth Floor_5062.29 _ Workstation | WE-WE02-05-5062.29 | WE02-05-5062.29-Workstation | West End Health Precinct | WE | WE02 | AHMS - Adelaide Health and Medical Sciences | 05 | Fifth Floor | 5062.29 | 384 | Medicine | 384 | Adelaide Medical School | 5.58 | Workstation | 1 | Office Space Group | 111 | Open Plan - Specific type not defined |  | Excellent | 1,391.01 | NO
West End Health Precinct_WE02-AHMS - Adelaide Health and Medical Sciences_Fifth Floor_5062.30 _ Workstation | WE-WE02-05-5062.30 | WE02-05-5062.30-Workstation | West End Health Precinct | WE | WE02 | AHMS - Adelaide Health and Medical Sciences | 05 | Fifth Floor | 5062.30 | 384 | Medicine | 384 | Adelaide Medical School | 2.74 | Workstation | 1 | Office Space Group | 111 | Open Plan - Specific type not defined |  | Excellent | 683.04 | NO
West End Health Precinct_WE02-AHMS - Adelaide Health and Medical Sciences_Fifth Floor_5062.31 _ Workstation | WE-WE02-05-5062.31 | WE02-05-5062.31-Workstation | West End Health Precinct | WE | WE02 | AHMS - Adelaide Health and Medical Sciences | 05 | Fifth Floor | 5062.31 | 384 | Medicine | 384 | Adelaide Medical School | 2.75 | Workstation | 1 | Office Space Group | 111 | Open Plan - Specific type not defined |  | Excellent | 685.54 | NO
West End Health Precinct_WE02-AHMS - Adelaide Health and Medical Sciences_Fifth Floor_5062.32 _ Workstation | WE-WE02-05-5062.32 | WE02-05-5062.32-Workstation | West End Health Precinct | WE | WE02 | AHMS - Adelaide Health and Medical Sciences | 05 | Fifth Floor | 5062.32 | 384 | Medicine | 384 | Adelaide Medical School | 3.66 | Workstation | 1 | Office Space Group | 111 | Open Plan - Specific type not defined |  | Excellent | 912.39 | NO
West End Health Precinct_WE02-AHMS - Adelaide Health and Medical Sciences_Fifth Floor_5062.33 _ Workstation | WE-WE02-05-5062.33 | WE02-05-5062.33-Workstation | West End Health Precinct | WE | WE02 | AHMS - Adelaide Health and Medical Sciences | 05 | Fifth Floor | 5062.33 | 384 | Medicine | 384 | Adelaide Medical School | 3.66 | Workstation | 1 | Office Space Group | 111 | Open Plan - Specific type not defined |  | Excellent | 912.39 | NO
West End Health Precinct_WE02-AHMS - Adelaide Health and Medical Sciences_Fifth Floor_5062.34 _ Workstation | WE-WE02-05-5062.34 | WE02-05-5062.34-Workstation | West End Health Precinct | WE | WE02 | AHMS - Adelaide Health and Medical Sciences | 05 | Fifth Floor | 5062.34 | 384 | Medicine | 384 | Adelaide Medical School | 3.66 | Workstation | 1 | Office Space Group | 111 | Open Plan - Specific type not defined |  | Excellent | 912.39 | NO
West End Health Precinct_WE02-AHMS - Adelaide Health and Medical Sciences_Fifth Floor_5062.35 _ Workstation | WE-WE02-05-5062.35 | WE02-05-5062.35-Workstation | West End Health Precinct | WE | WE02 | AHMS - Adelaide Health and Medical Sciences | 05 | Fifth Floor | 5062.35 | 384 | Medicine | 384 | Adelaide Medical School | 2.74 | Workstation | 1 | Office Space Group | 111 | Open Plan - Specific type not defined |  | Excellent | 683.04 | NO
West End Health Precinct_WE02-AHMS - Adelaide Health and Medical Sciences_Fifth Floor_5062.36 _ Workstation | WE-WE02-05-5062.36 | WE02-05-5062.36-Workstation | West End Health Precinct | WE | WE02 | AHMS - Adelaide Health and Medical Sciences | 05 | Fifth Floor | 5062.36 | 384 | Medicine | 384 | Adelaide Medical School | 2.75 | Workstation | 1 | Office Space Group | 111 | Open Plan - Specific type not defined |  | Excellent | 685.54 | NO
West End Health Precinct_WE02-AHMS - Adelaide Health and Medical Sciences_Fifth Floor_5062.37 _ Workstation | WE-WE02-05-5062.37 | WE02-05-5062.37-Workstation | West End Health Precinct | WE | WE02 | AHMS - Adelaide Health and Medical Sciences | 05 | Fifth Floor | 5062.37 | 384 | Medicine | 384 | Adelaide Medical School | 3.66 | Workstation | 1 | Office Space Group | 111 | Open Plan - Specific type not defined |  | Excellent | 912.39 | NO
West End Health Precinct_WE02-AHMS - Adelaide Health and Medical Sciences_Fifth Floor_5062.38 _ Workstation | WE-WE02-05-5062.38 | WE02-05-5062.38-Workstation | West End Health Precinct | WE | WE02 | AHMS - Adelaide Health and Medical Sciences | 05 | Fifth Floor | 5062.38 | 384 | Medicine | 384 | Adelaide Medical School | 3.66 | Workstation | 1 | Office Space Group | 111 | Open Plan - Specific type not defined |  | Excellent | 912.39 | NO
West End Health Precinct_WE02-AHMS - Adelaide Health and Medical Sciences_Fifth Floor_5062.39 _ Workstation | WE-WE02-05-5062.39 | WE02-05-5062.39-Workstation | West End Health Precinct | WE | WE02 | AHMS - Adelaide Health and Medical Sciences | 05 | Fifth Floor | 5062.39 | 384 | Medicine | 384 | Adelaide Medical School | 3.66 | Workstation | 1 | Office Space Group | 111 | Open Plan - Specific type not defined |  | Excellent | 912.39 | NO
West End Health Precinct_WE02-AHMS - Adelaide Health and Medical Sciences_Fifth Floor_5062.40 _ Workstation | WE-WE02-05-5062.40 | WE02-05-5062.40-Workstation | West End Health Precinct | WE | WE02 | AHMS - Adelaide Health and Medical Sciences | 05 | Fifth Floor | 5062.40 | 384 | Medicine | 384 | Adelaide Medical School | 2.74 | Workstation | 1 | Office Space Group | 111 | Open Plan - Specific type not defined |  | Excellent | 683.04 | NO
West End Health Precinct_WE02-AHMS - Adelaide Health and Medical Sciences_Fifth Floor_5062.41 _ Workstation | WE-WE02-05-5062.41 | WE02-05-5062.41-Workstation | West End Health Precinct | WE | WE02 | AHMS - Adelaide Health and Medical Sciences | 05 | Fifth Floor | 5062.41 | 384 | Medicine | 384 | Adelaide Medical School | 2.75 | Workstation | 1 | Office Space Group | 111 | Open Plan - Specific type not defined |  | Excellent | 685.54 | NO
West End Health Precinct_WE02-AHMS - Adelaide Health and Medical Sciences_Fifth Floor_5062.42 _ Workstation | WE-WE02-05-5062.42 | WE02-05-5062.42-Workstation | West End Health Precinct | WE | WE02 | AHMS - Adelaide Health and Medical Sciences | 05 | Fifth Floor | 5062.42 | 384 | Medicine | 384 | Adelaide Medical School | 3.66 | Workstation | 1 | Office Space Group | 111 | Open Plan - Specific type not defined |  | Excellent | 912.39 | NO
West End Health Precinct_WE02-AHMS - Adelaide Health and Medical Sciences_Fifth Floor_5062.43 _ Workstation | WE-WE02-05-5062.43 | WE02-05-5062.43-Workstation | West End Health Precinct | WE | WE02 | AHMS - Adelaide Health and Medical Sciences | 05 | Fifth Floor | 5062.43 | 384 | Medicine | 384 | Adelaide Medical School | 3.66 | Workstation | 1 | Office Space Group | 111 | Open Plan - Specific type not defined |  | Excellent | 912.39 | NO
West End Health Precinct_WE02-AHMS - Adelaide Health and Medical Sciences_Fifth Floor_5062.44 _ Workstation | WE-WE02-05-5062.44 | WE02-05-5062.44-Workstation | West End Health Precinct | WE | WE02 | AHMS - Adelaide Health and Medical Sciences | 05 | Fifth Floor | 5062.44 | 384 | Medicine | 384 | Adelaide Medical School | 3.66 | Workstation | 1 | Office Space Group | 111 | Open Plan - Specific type not defined |  | Excellent | 912.39 | NO
West End Health Precinct_WE02-AHMS - Adelaide Health and Medical Sciences_Fifth Floor_5062.45 _ Workstation | WE-WE02-05-5062.45 | WE02-05-5062.45-Workstation | West End Health Precinct | WE | WE02 | AHMS - Adelaide Health and Medical Sciences | 05 | Fifth Floor | 5062.45 | 384 | Medicine | 384 | Adelaide Medical School | 3.69 | Workstation | 1 | Office Space Group | 111 | Open Plan - Specific type not defined |  | Excellent | 919.86 | NO
West End Health Precinct_WE02-AHMS - Adelaide Health and Medical Sciences_Fifth Floor_5062.46 _ Workstation | WE-WE02-05-5062.46 | WE02-05-5062.46-Workstation | West End Health Precinct | WE | WE02 | AHMS - Adelaide Health and Medical Sciences | 05 | Fifth Floor | 5062.46 | 384 | Medicine | 384 | Adelaide Medical School | 3.69 | Workstation | 1 | Office Space Group | 111 | Open Plan - Specific type not defined |  | Excellent | 919.86 | NO
West End Health Precinct_WE02-AHMS - Adelaide Health and Medical Sciences_Fifth Floor_5062.47 _ Workstation | WE-WE02-05-5062.47 | WE02-05-5062.47-Workstation | West End Health Precinct | WE | WE02 | AHMS - Adelaide Health and Medical Sciences | 05 | Fifth Floor | 5062.47 | 384 | Medicine | 384 | Adelaide Medical School | 3.66 | Workstation | 1 | Office Space Group | 111 | Open Plan - Specific type not defined |  | Excellent | 912.39 | NO
West End Health Precinct_WE02-AHMS - Adelaide Health and Medical Sciences_Fifth Floor_5062.48 _ Workstation | WE-WE02-05-5062.48 | WE02-05-5062.48-Workstation | West End Health Precinct | WE | WE02 | AHMS - Adelaide Health and Medical Sciences | 05 | Fifth Floor | 5062.48 | 384 | Medicine | 384 | Adelaide Medical School | 3.66 | Workstation | 1 | Office Space Group | 111 | Open Plan - Specific type not defined |  | Excellent | 912.39 | NO
West End Health Precinct_WE02-AHMS - Adelaide Health and Medical Sciences_Fifth Floor_5063 _ Corr. 3 | WE-WE02-05-5063 | WE02-05-5063-Corr. 3 | West End Health Precinct | WE | WE02 | AHMS - Adelaide Health and Medical Sciences | 05 | Fifth Floor | 5063 | 99939 | Unusable Spaces | 99939 | Unusable Spaces | 19.39 | Corr. 3 | 8 | Non Useable Floor Area Space Group | 805 | Non-usable - Circulation space |  | Excellent | 0.00 | NO
West End Health Precinct_WE02-AHMS - Adelaide Health and Medical Sciences_Fifth Floor_5064 _ Meeting 3 (3P) | WE-WE02-05-5064 | WE02-05-5064-Meeting 3 (3P) | West End Health Precinct | WE | WE02 | AHMS - Adelaide Health and Medical Sciences | 05 | Fifth Floor | 5064 | 384 | Medicine | 384 | Adelaide Medical School | 5.06 | Meeting 3 (3P) | 6 | General Facility Space Group | 601 | General Facility - Committee/Conference/Meeting room |  | Excellent | 1,412.75 | NO
West End Health Precinct_WE02-AHMS - Adelaide Health and Medical Sciences_Fifth Floor_5065 _ Meeting 4 (3P) | WE-WE02-05-5065 | WE02-05-5065-Meeting 4 (3P) | West End Health Precinct | WE | WE02 | AHMS - Adelaide Health and Medical Sciences | 05 | Fifth Floor | 5065 | 384 | Medicine | 384 | Adelaide Medical School | 5.19 | Meeting 4 (3P) | 6 | General Facility Space Group | 601 | General Facility - Committee/Conference/Meeting room |  | Excellent | 1,449.05 | NO
West End Health Precinct_WE02-AHMS - Adelaide Health and Medical Sciences_Fifth Floor_5066 _ Meeting 2 (6-8P) | WE-WE02-05-5066 | WE02-05-5066-Meeting 2 (6-8P) | West End Health Precinct | WE | WE02 | AHMS - Adelaide Health and Medical Sciences | 05 | Fifth Floor | 5066 | 384 | Medicine | 384 | Adelaide Medical School | 10.55 | Meeting 2 (6-8P) | 6 | General Facility Space Group | 601 | General Facility - Committee/Conference/Meeting room |  | Excellent | 2,945.56 | NO
West End Health Precinct_WE02-AHMS - Adelaide Health and Medical Sciences_Fifth Floor_5067 _ Office 5 | WE-WE02-05-5067 | WE02-05-5067-Office 5 | West End Health Precinct | WE | WE02 | AHMS - Adelaide Health and Medical Sciences | 05 | Fifth Floor | 5067 | 384 | Medicine | 384 | Adelaide Medical School | 10.63 | Office 5 | 1 | Office Space Group | 108 | Office - Professional/General Staff |  | Excellent | 2,649.91 | NO
West End Health Precinct_WE02-AHMS - Adelaide Health and Medical Sciences_Fifth Floor_5068 _ Office 6 | WE-WE02-05-5068 | WE02-05-5068-Office 6 | West End Health Precinct | WE | WE02 | AHMS - Adelaide Health and Medical Sciences | 05 | Fifth Floor | 5068 | 384 | Medicine | 384 | Adelaide Medical School | 10.63 | Office 6 | 1 | Office Space Group | 108 | Office - Professional/General Staff |  | Excellent | 2,649.91 | NO
West End Health Precinct_WE02-AHMS - Adelaide Health and Medical Sciences_Fifth Floor_5069 _ Office 7 | WE-WE02-05-5069 | WE02-05-5069-Office 7 | West End Health Precinct | WE | WE02 | AHMS - Adelaide Health and Medical Sciences | 05 | Fifth Floor | 5069 | 384 | Medicine | 384 | Adelaide Medical School | 10.41 | Office 7 | 1 | Office Space Group | 108 | Office - Professional/General Staff |  | Excellent | 2,595.06 | NO
West End Health Precinct_WE02-AHMS - Adelaide Health and Medical Sciences_Fifth Floor_5070 _ Office 8 | WE-WE02-05-5070 | WE02-05-5070-Office 8 | West End Health Precinct | WE | WE02 | AHMS - Adelaide Health and Medical Sciences | 05 | Fifth Floor | 5070 | 384 | Medicine | 384 | Adelaide Medical School | 10.14 | Office 8 | 1 | Office Space Group | 108 | Office - Professional/General Staff |  | Excellent | 2,527.76 | NO
West End Health Precinct_WE02-AHMS - Adelaide Health and Medical Sciences_Fifth Floor_5071 _ Workstation - circulation | WE-WE02-05-5071 | WE02-05-5071-Workstation - circulation | West End Health Precinct | WE | WE02 | AHMS - Adelaide Health and Medical Sciences | 05 | Fifth Floor | 5071 | 384 | Medicine | 384 | Adelaide Medical School | 50.02 | Workstation - circulation | 1 | Office Space Group | 111 | Open Plan - Specific type not defined |  | Excellent | 12,469.27 | NO
West End Health Precinct_WE02-AHMS - Adelaide Health and Medical Sciences_Fifth Floor_5071.01 _ Workstation | WE-WE02-05-5071.01 | WE02-05-5071.01-Workstation | West End Health Precinct | WE | WE02 | AHMS - Adelaide Health and Medical Sciences | 05 | Fifth Floor | 5071.01 | 384 | Medicine | 384 | Adelaide Medical School | 2.7 | Workstation | 1 | Office Space Group | 111 | Open Plan - Specific type not defined |  | Excellent | 673.07 | NO
West End Health Precinct_WE02-AHMS - Adelaide Health and Medical Sciences_Fifth Floor_5071.02 _ Workstation | WE-WE02-05-5071.02 | WE02-05-5071.02-Workstation | West End Health Precinct | WE | WE02 | AHMS - Adelaide Health and Medical Sciences | 05 | Fifth Floor | 5071.02 | 384 | Medicine | 384 | Adelaide Medical School | 2.7 | Workstation | 1 | Office Space Group | 111 | Open Plan - Specific type not defined |  | Excellent | 673.07 | NO
West End Health Precinct_WE02-AHMS - Adelaide Health and Medical Sciences_Fifth Floor_5071.03 _ Workstation | WE-WE02-05-5071.03 | WE02-05-5071.03-Workstation | West End Health Precinct | WE | WE02 | AHMS - Adelaide Health and Medical Sciences | 05 | Fifth Floor | 5071.03 | 384 | Medicine | 384 | Adelaide Medical School | 3.6 | Workstation | 1 | Office Space Group | 111 | Open Plan - Specific type not defined |  | Excellent | 897.43 | NO
West End Health Precinct_WE02-AHMS - Adelaide Health and Medical Sciences_Fifth Floor_5071.04 _ Workstation | WE-WE02-05-5071.04 | WE02-05-5071.04-Workstation | West End Health Precinct | WE | WE02 | AHMS - Adelaide Health and Medical Sciences | 05 | Fifth Floor | 5071.04 | 384 | Medicine | 384 | Adelaide Medical School | 3.6 | Workstation | 1 | Office Space Group | 111 | Open Plan - Specific type not defined |  | Excellent | 897.43 | NO
West End Health Precinct_WE02-AHMS - Adelaide Health and Medical Sciences_Fifth Floor_5071.05 _ Workstation | WE-WE02-05-5071.05 | WE02-05-5071.05-Workstation | West End Health Precinct | WE | WE02 | AHMS - Adelaide Health and Medical Sciences | 05 | Fifth Floor | 5071.05 | 384 | Medicine | 384 | Adelaide Medical School | 2.7 | Workstation | 1 | Office Space Group | 111 | Open Plan - Specific type not defined |  | Excellent | 673.07 | NO
West End Health Precinct_WE02-AHMS - Adelaide Health and Medical Sciences_Fifth Floor_5071.06 _ Workstation | WE-WE02-05-5071.06 | WE02-05-5071.06-Workstation | West End Health Precinct | WE | WE02 | AHMS - Adelaide Health and Medical Sciences | 05 | Fifth Floor | 5071.06 | 384 | Medicine | 384 | Adelaide Medical School | 2.7 | Workstation | 1 | Office Space Group | 111 | Open Plan - Specific type not defined |  | Excellent | 673.07 | NO
West End Health Precinct_WE02-AHMS - Adelaide Health and Medical Sciences_Fifth Floor_5071.07 _ Workstation | WE-WE02-05-5071.07 | WE02-05-5071.07-Workstation | West End Health Precinct | WE | WE02 | AHMS - Adelaide Health and Medical Sciences | 05 | Fifth Floor | 5071.07 | 384 | Medicine | 384 | Adelaide Medical School | 3.6 | Workstation | 1 | Office Space Group | 111 | Open Plan - Specific type not defined |  | Excellent | 897.43 | NO
West End Health Precinct_WE02-AHMS - Adelaide Health and Medical Sciences_Fifth Floor_5071.08 _ Workstation | WE-WE02-05-5071.08 | WE02-05-5071.08-Workstation | West End Health Precinct | WE | WE02 | AHMS - Adelaide Health and Medical Sciences | 05 | Fifth Floor | 5071.08 | 384 | Medicine | 384 | Adelaide Medical School | 3.6 | Workstation | 1 | Office Space Group | 111 | Open Plan - Specific type not defined |  | Excellent | 897.43 | NO
West End Health Precinct_WE02-AHMS - Adelaide Health and Medical Sciences_Fifth Floor_5071.09 _ Workstation | WE-WE02-05-5071.09 | WE02-05-5071.09-Workstation | West End Health Precinct | WE | WE02 | AHMS - Adelaide Health and Medical Sciences | 05 | Fifth Floor | 5071.09 | 384 | Medicine | 384 | Adelaide Medical School | 2.7 | Workstation | 1 | Office Space Group | 111 | Open Plan - Specific type not defined |  | Excellent | 673.07 | NO
West End Health Precinct_WE02-AHMS - Adelaide Health and Medical Sciences_Fifth Floor_5071.10 _ Workstation | WE-WE02-05-5071.10 | WE02-05-5071.10-Workstation | West End Health Precinct | WE | WE02 | AHMS - Adelaide Health and Medical Sciences | 05 | Fifth Floor | 5071.10 | 384 | Medicine | 384 | Adelaide Medical School | 2.7 | Workstation | 1 | Office Space Group | 111 | Open Plan - Specific type not defined |  | Excellent | 673.07 | NO
West End Health Precinct_WE02-AHMS - Adelaide Health and Medical Sciences_Fifth Floor_5071.11 _ Workstation | WE-WE02-05-5071.11 | WE02-05-5071.11-Workstation | West End Health Precinct | WE | WE02 | AHMS - Adelaide Health and Medical Sciences | 05 | Fifth Floor | 5071.11 | 384 | Medicine | 384 | Adelaide Medical School | 3.6 | Workstation | 1 | Office Space Group | 111 | Open Plan - Specific type not defined |  | Excellent | 897.43 | NO
West End Health Precinct_WE02-AHMS - Adelaide Health and Medical Sciences_Fifth Floor_5071.12 _ Workstation | WE-WE02-05-5071.12 | WE02-05-5071.12-Workstation | West End Health Precinct | WE | WE02 | AHMS - Adelaide Health and Medical Sciences | 05 | Fifth Floor | 5071.12 | 384 | Medicine | 384 | Adelaide Medical School | 3.6 | Workstation | 1 | Office Space Group | 111 | Open Plan - Specific type not defined |  | Excellent | 897.43 | NO
West End Health Precinct_WE02-AHMS - Adelaide Health and Medical Sciences_Fifth Floor_5071.13 _ Workstation | WE-WE02-05-5071.13 | WE02-05-5071.13-Workstation | West End Health Precinct | WE | WE02 | AHMS - Adelaide Health and Medical Sciences | 05 | Fifth Floor | 5071.13 | 384 | Medicine | 384 | Adelaide Medical School | 2.7 | Workstation | 1 | Office Space Group | 111 | Open Plan - Specific type not defined |  | Excellent | 673.07 | NO
West End Health Precinct_WE02-AHMS - Adelaide Health and Medical Sciences_Fifth Floor_5071.14 _ Workstation | WE-WE02-05-5071.14 | WE02-05-5071.14-Workstation | West End Health Precinct | WE | WE02 | AHMS - Adelaide Health and Medical Sciences | 05 | Fifth Floor | 5071.14 | 384 | Medicine | 384 | Adelaide Medical School | 2.7 | Workstation | 1 | Office Space Group | 111 | Open Plan - Specific type not defined |  | Excellent | 673.07 | NO
West End Health Precinct_WE02-AHMS - Adelaide Health and Medical Sciences_Fifth Floor_5071.15 _ Workstation | WE-WE02-05-5071.15 | WE02-05-5071.15-Workstation | West End Health Precinct | WE | WE02 | AHMS - Adelaide Health and Medical Sciences | 05 | Fifth Floor | 5071.15 | 384 | Medicine | 384 | Adelaide Medical School | 3.6 | Workstation | 1 | Office Space Group | 111 | Open Plan - Specific type not defined |  | Excellent | 897.43 | NO
West End Health Precinct_WE02-AHMS - Adelaide Health and Medical Sciences_Fifth Floor_5071.16 _ Workstation | WE-WE02-05-5071.16 | WE02-05-5071.16-Workstation | West End Health Precinct | WE | WE02 | AHMS - Adelaide Health and Medical Sciences | 05 | Fifth Floor | 5071.16 | 384 | Medicine | 384 | Adelaide Medical School | 3.6 | Workstation | 1 | Office Space Group | 111 | Open Plan - Specific type not defined |  | Excellent | 897.43 | NO
West End Health Precinct_WE02-AHMS - Adelaide Health and Medical Sciences_Fifth Floor_5071.17 _ Workstation | WE-WE02-05-5071.17 | WE02-05-5071.17-Workstation | West End Health Precinct | WE | WE02 | AHMS - Adelaide Health and Medical Sciences | 05 | Fifth Floor | 5071.17 | 384 | Medicine | 384 | Adelaide Medical School | 3.71 | Workstation | 1 | Office Space Group | 111 | Open Plan - Specific type not defined |  | Excellent | 924.85 | NO
West End Health Precinct_WE02-AHMS - Adelaide Health and Medical Sciences_Fifth Floor_5071.18 _ Workstation | WE-WE02-05-5071.18 | WE02-05-5071.18-Workstation | West End Health Precinct | WE | WE02 | AHMS - Adelaide Health and Medical Sciences | 05 | Fifth Floor | 5071.18 | 384 | Medicine | 384 | Adelaide Medical School | 3.71 | Workstation | 1 | Office Space Group | 111 | Open Plan - Specific type not defined |  | Excellent | 924.85 | NO
West End Health Precinct_WE02-AHMS - Adelaide Health and Medical Sciences_Fifth Floor_5071.19 _ Workstation | WE-WE02-05-5071.19 | WE02-05-5071.19-Workstation | West End Health Precinct | WE | WE02 | AHMS - Adelaide Health and Medical Sciences | 05 | Fifth Floor | 5071.19 | 384 | Medicine | 384 | Adelaide Medical School | 3.72 | Workstation | 1 | Office Space Group | 111 | Open Plan - Specific type not defined |  | Excellent | 927.34 | NO
West End Health Precinct_WE02-AHMS - Adelaide Health and Medical Sciences_Fifth Floor_5071A _ Informal Work | WE-WE02-05-5071A | WE02-05-5071A-Informal Work | West End Health Precinct | WE | WE02 | AHMS - Adelaide Health and Medical Sciences | 05 | Fifth Floor | 5071A | 384 | Medicine | 384 | Adelaide Medical School | 5.81 | Informal Work | 1 | Office Space Group | 119 | Informal Work Space |  | Excellent | 1,448.35 | NO
West End Health Precinct_WE02-AHMS - Adelaide Health and Medical Sciences_Fifth Floor_5072 _ Foyer - West | WE-WE02-05-5072 | WE02-05-5072-Foyer - West | West End Health Precinct | WE | WE02 | AHMS - Adelaide Health and Medical Sciences | 05 | Fifth Floor | 5072 | 99939 | Unusable Spaces | 99939 | Unusable Spaces | 61.06 | Foyer - West | 8 | Non Useable Floor Area Space Group | 805 | Non-usable - Circulation space |  | Excellent | 0.00 | NO
West End Health Precinct_WE02-AHMS - Adelaide Health and Medical Sciences_Fifth Floor_5073 _ Corr. 4 | WE-WE02-05-5073 | WE02-05-5073-Corr. 4 | West End Health Precinct | WE | WE02 | AHMS - Adelaide Health and Medical Sciences | 05 | Fifth Floor | 5073 | 99939 | Unusable Spaces | 99939 | Unusable Spaces | 19.76 | Corr. 4 | 8 | Non Useable Floor Area Space Group | 805 | Non-usable - Circulation space |  | Excellent | 0.00 | NO
West End Health Precinct_WE02-AHMS - Adelaide Health and Medical Sciences_Fifth Floor_5074 _ Seating 1 | WE-WE02-05-5074 | WE02-05-5074-Seating 1 | West End Health Precinct | WE | WE02 | AHMS - Adelaide Health and Medical Sciences | 05 | Fifth Floor | 5074 | 384 | Medicine | 384 | Adelaide Medical School | 1.72 | Seating 1 | 5 | Library, IT and Learning Space Group | 517 | Informal Learning | INFORMAL-PRIM-S | Excellent | 480.22 | NO
West End Health Precinct_WE02-AHMS - Adelaide Health and Medical Sciences_Fifth Floor_5075 _ Secure Store | WE-WE02-05-5075 | WE02-05-5075-Secure Store | West End Health Precinct | WE | WE02 | AHMS - Adelaide Health and Medical Sciences | 05 | Fifth Floor | 5075 | 384 | Medicine | 384 | Adelaide Medical School | 4.79 | Secure Store | 4 | Ancillary Area Space Group | 419 | Ancillary Area - Store Room - Generic |  | Excellent | 1,050.79 | NO
West End Health Precinct_WE02-AHMS - Adelaide Health and Medical Sciences_Fifth Floor_5076 _ Elec | WE-WE02-05-5076 | WE02-05-5076-Elec | West End Health Precinct | WE | WE02 | AHMS - Adelaide Health and Medical Sciences | 05 | Fifth Floor | 5076 | 99939 | Unusable Spaces | 99939 | Unusable Spaces | 2.53 | Elec | 8 | Non Useable Floor Area Space Group | 840 | Non-usable - Service riser |  | Excellent | 0.00 | NO
West End Health Precinct_WE02-AHMS - Adelaide Health and Medical Sciences_Fifth Floor_5077 _ Seating 2 | WE-WE02-05-5077 | WE02-05-5077-Seating 2 | West End Health Precinct | WE | WE02 | AHMS - Adelaide Health and Medical Sciences | 05 | Fifth Floor | 5077 | 384 | Medicine | 384 | Adelaide Medical School | 2.5 | Seating 2 | 5 | Library, IT and Learning Space Group | 517 | Informal Learning | INFORMAL-PRIM-S | Excellent | 698.00 | NO
West End Health Precinct_WE02-AHMS - Adelaide Health and Medical Sciences_Fifth Floor_5078 _ Tea Station 1 | WE-WE02-05-5078 | WE02-05-5078-Tea Station 1 | West End Health Precinct | WE | WE02 | AHMS - Adelaide Health and Medical Sciences | 05 | Fifth Floor | 5078 | 99939 | Unusable Spaces | 99939 | Unusable Spaces | 4.88 | Tea Station 1 | 6 | General Facility Space Group | 608 | General Facility - Kitchen/Servery/Food Storage |  | Excellent | 1,362.50 | NO
West End Health Precinct_WE02-AHMS - Adelaide Health and Medical Sciences_Fifth Floor_5079 _ Seating | WE-WE02-05-5079 | WE02-05-5079-Seating | West End Health Precinct | WE | WE02 | AHMS - Adelaide Health and Medical Sciences | 05 | Fifth Floor | 5079 | 384 | Medicine | 384 | Adelaide Medical School | 19.88 | Seating | 5 | Library, IT and Learning Space Group | 517 | Informal Learning | INFORMAL-PRIM-S | Excellent | 5,550.50 | NO
West End Health Precinct_WE02-AHMS - Adelaide Health and Medical Sciences_Fifth Floor_5080 _ Utility 1 | WE-WE02-05-5080 | WE02-05-5080-Utility 1 | West End Health Precinct | WE | WE02 | AHMS - Adelaide Health and Medical Sciences | 05 | Fifth Floor | 5080 | 384 | Medicine | 384 | Adelaide Medical School | 3.73 | Utility 1 | 6 | General Facility Space Group | 603 | General Facility - Resource room |  | Excellent | 1,041.42 | NO
West End Health Precinct_WE02-AHMS - Adelaide Health and Medical Sciences_Fifth Floor_5080A _ Bins | WE-WE02-05-5080A | WE02-05-5080A-Bins | West End Health Precinct | WE | WE02 | AHMS - Adelaide Health and Medical Sciences | 05 | Fifth Floor | 5080A | 99939 | Unusable Spaces | 99939 | Unusable Spaces | 0.49 | Bins | 8 | Non Useable Floor Area Space Group | 841 | Non-usable - Waste management |  | Excellent | 0.00 | NO
West End Health Precinct_WE02-AHMS - Adelaide Health and Medical Sciences_Fifth Floor_5081 _ VSR | WE-WE02-05-5081 | WE02-05-5081-VSR | West End Health Precinct | WE | WE02 | AHMS - Adelaide Health and Medical Sciences | 05 | Fifth Floor | 5081 | 99939 | Unusable Spaces | 99939 | Unusable Spaces | 1.18 | VSR | 8 | Non Useable Floor Area Space Group | 840 | Non-usable - Service riser |  | Excellent | 0.00 | NO
West End Health Precinct_WE02-AHMS - Adelaide Health and Medical Sciences_Fifth Floor_5082 _ Utility 2 | WE-WE02-05-5082 | WE02-05-5082-Utility 2 | West End Health Precinct | WE | WE02 | AHMS - Adelaide Health and Medical Sciences | 05 | Fifth Floor | 5082 | 384 | Medicine | 384 | Adelaide Medical School | 4.64 | Utility 2 | 6 | General Facility Space Group | 603 | General Facility - Resource room |  | Excellent | 1,295.49 | NO
West End Health Precinct_WE02-AHMS - Adelaide Health and Medical Sciences_Fifth Floor_5082A _ Bins | WE-WE02-05-5082A | WE02-05-5082A-Bins | West End Health Precinct | WE | WE02 | AHMS - Adelaide Health and Medical Sciences | 05 | Fifth Floor | 5082A | 99939 | Unusable Spaces | 99939 | Unusable Spaces | 1.14 | Bins | 8 | Non Useable Floor Area Space Group | 841 | Non-usable - Waste management |  | Excellent | 0.00 | NO
West End Health Precinct_WE02-AHMS - Adelaide Health and Medical Sciences_Fifth Floor_5083 _ Tea Station 2 | WE-WE02-05-5083 | WE02-05-5083-Tea Station 2 | West End Health Precinct | WE | WE02 | AHMS - Adelaide Health and Medical Sciences | 05 | Fifth Floor | 5083 | 99939 | Unusable Spaces | 99939 | Unusable Spaces | 5.45 | Tea Station 2 | 6 | General Facility Space Group | 608 | General Facility - Kitchen/Servery/Food Storage |  | Excellent | 1,521.64 | NO
West End Health Precinct_WE02-AHMS - Adelaide Health and Medical Sciences_Fifth Floor_5084 _ Corr. 5 | WE-WE02-05-5084 | WE02-05-5084-Corr. 5 | West End Health Precinct | WE | WE02 | AHMS - Adelaide Health and Medical Sciences | 05 | Fifth Floor | 5084 | 99939 | Unusable Spaces | 99939 | Unusable Spaces | 88.42 | Corr. 5 | 8 | Non Useable Floor Area Space Group | 805 | Non-usable - Circulation space |  | Excellent | 0.00 | NO
West End Health Precinct_WE02-AHMS - Adelaide Health and Medical Sciences_Fifth Floor_5084A _ Meeting - Informal | WE-WE02-05-5084A | WE02-05-5084A-Meeting - Informal | West End Health Precinct | WE | WE02 | AHMS - Adelaide Health and Medical Sciences | 05 | Fifth Floor | 5084A | 384 | Medicine | 384 | Adelaide Medical School | 22.89 | Meeting - Informal | 1 | Office Space Group | 119 | Informal Work Space |  | Excellent | 5,706.15 | NO
West End Health Precinct_WE02-AHMS - Adelaide Health and Medical Sciences_Fifth Floor_5084B _ Seating | WE-WE02-05-5084B | WE02-05-5084B-Seating | West End Health Precinct | WE | WE02 | AHMS - Adelaide Health and Medical Sciences | 05 | Fifth Floor | 5084B | 384 | Medicine | 384 | Adelaide Medical School | 8.67 | Seating | 5 | Library, IT and Learning Space Group | 517 | Informal Learning | INFORMAL-PRIM-S | Excellent | 2,420.66 | NO
West End Health Precinct_WE02-AHMS - Adelaide Health and Medical Sciences_Fifth Floor_5090 _ PCRPrep / GSEX [PC2-Cert] | WE-WE02-05-5090 | WE02-05-5090-PCRPrep / GSEX [PC2-Cert] | West End Health Precinct | WE | WE02 | AHMS - Adelaide Health and Medical Sciences | 05 | Fifth Floor | 5090 | 384 | Medicine | 384 | Adelaide Medical School | 28.57 | PCRPrep / GSEX [PC2-Cert] | 3 | Specialist Teaching or Research Space Group | 306 | Laboratory - Scientific/Medical/Engineering - WET - Postgraduate/Research | RATED - PC2 | Excellent | 9,472.38 | NO
West End Health Precinct_WE02-AHMS - Adelaide Health and Medical Sciences_Fifth Floor_5091 _ West Services Riser | WE-WE02-05-5091 | WE02-05-5091-West Services Riser | West End Health Precinct | WE | WE02 | AHMS - Adelaide Health and Medical Sciences | 05 | Fifth Floor | 5091 | 99939 | Unusable Spaces | 99939 | Unusable Spaces | 10.11 | West Services Riser | 8 | Non Useable Floor Area Space Group | 840 | Non-usable - Service riser |  | Excellent | 0.00 | NO
West End Health Precinct_WE02-AHMS - Adelaide Health and Medical Sciences_Fifth Floor_5092 _ +4 deg. Cool Room [PC2-Cert] | WE-WE02-05-5092 | WE02-05-5092-+4 deg. Cool Room [PC2-Cert] | West End Health Precinct | WE | WE02 | AHMS - Adelaide Health and Medical Sciences | 05 | Fifth Floor | 5092 | 384 | Medicine | 384 | Adelaide Medical School | 9.8 | +4 deg. Cool Room [PC2-Cert] | 4 | Ancillary Area Space Group | 405 | Ancillary Area - Constant Temperature/ Freezer/Cold/Warm Rooms | RATED - PC2 | Excellent | 2,149.84 | NO
West End Health Precinct_WE02-AHMS - Adelaide Health and Medical Sciences_Fifth Floor_5093 _ Microscopy 1 | WE-WE02-05-5093 | WE02-05-5093-Microscopy 1 | West End Health Precinct | WE | WE02 | AHMS - Adelaide Health and Medical Sciences | 05 | Fifth Floor | 5093 | 384 | Medicine | 384 | Adelaide Medical School | 7.74 | Microscopy 1 | 3 | Specialist Teaching or Research Space Group | 306 | Laboratory - Scientific/Medical/Engineering - WET - Postgraduate/Research |  | Excellent | 2,566.20 | NO
West End Health Precinct_WE02-AHMS - Adelaide Health and Medical Sciences_Fifth Floor_5094 _ Store | WE-WE02-05-5094 | WE02-05-5094-Store | West End Health Precinct | WE | WE02 | AHMS - Adelaide Health and Medical Sciences | 05 | Fifth Floor | 5094 | 384 | Medicine | 384 | Adelaide Medical School | 14.98 | Store | 4 | Ancillary Area Space Group | 419 | Ancillary Area - Store Room - Generic |  | Excellent | 3,286.18 | NO
West End Health Precinct_WE02-AHMS - Adelaide Health and Medical Sciences_Fifth Floor_5095 _ Embryology | WE-WE02-05-5095 | WE02-05-5095-Embryology | West End Health Precinct | WE | WE02 | AHMS - Adelaide Health and Medical Sciences | 05 | Fifth Floor | 5095 | 384 | Medicine | 384 | Adelaide Medical School | 78.83 | Embryology | 3 | Specialist Teaching or Research Space Group | 306 | Laboratory - Scientific/Medical/Engineering - WET - Postgraduate/Research |  | Excellent | 26,136.09 | NO
West End Health Precinct_WE02-AHMS - Adelaide Health and Medical Sciences_Fifth Floor_5096 _ A/L | WE-WE02-05-5096 | WE02-05-5096-A/L | West End Health Precinct | WE | WE02 | AHMS - Adelaide Health and Medical Sciences | 05 | Fifth Floor | 5096 | 99939 | Unusable Spaces | 99939 | Unusable Spaces | 8.16 | A/L | 8 | Non Useable Floor Area Space Group | 805 | Non-usable - Circulation space |  | Excellent | 0.00 | NO
West End Health Precinct_WE02-AHMS - Adelaide Health and Medical Sciences_Fifth Floor_5097 _ Photomics / Starr | WE-WE02-05-5097 | WE02-05-5097-Photomics / Starr | West End Health Precinct | WE | WE02 | AHMS - Adelaide Health and Medical Sciences | 05 | Fifth Floor | 5097 | 384 | Medicine | 384 | Adelaide Medical School | 19.39 | Photomics / Starr | 3 | Specialist Teaching or Research Space Group | 306 | Laboratory - Scientific/Medical/Engineering - WET - Postgraduate/Research |  | Excellent | 6,428.76 | NO
West End Health Precinct_WE02-AHMS - Adelaide Health and Medical Sciences_Fifth Floor_5098 _ VSR | WE-WE02-05-5098 | WE02-05-5098-VSR | West End Health Precinct | WE | WE02 | AHMS - Adelaide Health and Medical Sciences | 05 | Fifth Floor | 5098 | 99939 | Unusable Spaces | 99939 | Unusable Spaces | 0.71 | VSR | 8 | Non Useable Floor Area Space Group | 840 | Non-usable - Service riser |  | Excellent | 0.00 | NO
West End Health Precinct_WE02-AHMS - Adelaide Health and Medical Sciences_Fifth Floor_5098A _ VSR | WE-WE02-05-5098A | WE02-05-5098A-VSR | West End Health Precinct | WE | WE02 | AHMS - Adelaide Health and Medical Sciences | 05 | Fifth Floor | 5098A | 99939 | Unusable Spaces | 99939 | Unusable Spaces | 0.8 | VSR | 8 | Non Useable Floor Area Space Group | 840 | Non-usable - Service riser |  | Excellent | 0.00 | NO
West End Health Precinct_WE02-AHMS - Adelaide Health and Medical Sciences_Fifth Floor_5099 _ Entry / Store | WE-WE02-05-5099 | WE02-05-5099-Entry / Store | West End Health Precinct | WE | WE02 | AHMS - Adelaide Health and Medical Sciences | 05 | Fifth Floor | 5099 | 384 | Medicine | 384 | Adelaide Medical School | 20.42 | Entry / Store | 4 | Ancillary Area Space Group | 419 | Ancillary Area - Store Room - Generic |  | Excellent | 4,479.57 | NO
West End Health Precinct_WE02-AHMS - Adelaide Health and Medical Sciences_Fifth Floor_5100 _ Comms | WE-WE02-05-5100 | WE02-05-5100-Comms | West End Health Precinct | WE | WE02 | AHMS - Adelaide Health and Medical Sciences | 05 | Fifth Floor | 5100 | 99939 | Unusable Spaces | 99939 | Unusable Spaces | 16.45 | Comms | 8 | Non Useable Floor Area Space Group | 812 | Non-usable - Comms/network system/Telephone/PABX |  | Excellent | 0.00 | NO
West End Health Precinct_WE02-AHMS - Adelaide Health and Medical Sciences_Fifth Floor_5101 _ Tissue Culture | WE-WE02-05-5101 | WE02-05-5101-Tissue Culture | West End Health Precinct | WE | WE02 | AHMS - Adelaide Health and Medical Sciences | 05 | Fifth Floor | 5101 | 384 | Medicine | 384 | Adelaide Medical School | 33.74 | Tissue Culture | 3 | Specialist Teaching or Research Space Group | 306 | Laboratory - Scientific/Medical/Engineering - WET - Postgraduate/Research |  | Excellent | 11,186.50 | NO
West End Health Precinct_WE02-AHMS - Adelaide Health and Medical Sciences_Fifth Floor_5102 _ Microscopy 2 | WE-WE02-05-5102 | WE02-05-5102-Microscopy 2 | West End Health Precinct | WE | WE02 | AHMS - Adelaide Health and Medical Sciences | 05 | Fifth Floor | 5102 | 384 | Medicine | 384 | Adelaide Medical School | 15.42 | Microscopy 2 | 3 | Specialist Teaching or Research Space Group | 306 | Laboratory - Scientific/Medical/Engineering - WET - Postgraduate/Research |  | Excellent | 5,112.50 | NO
West End Health Precinct_WE02-AHMS - Adelaide Health and Medical Sciences_Fifth Floor_5103 _ -80 deg. Freezer Room | WE-WE02-05-5103 | WE02-05-5103--80 deg. Freezer Room | West End Health Precinct | WE | WE02 | AHMS - Adelaide Health and Medical Sciences | 05 | Fifth Floor | 5103 | 384 | Medicine | 384 | Adelaide Medical School | 15.77 | -80 deg. Freezer Room | 4 | Ancillary Area Space Group | 405 | Ancillary Area - Constant Temperature/ Freezer/Cold/Warm Rooms |  | Excellent | 3,459.49 | NO
West End Health Precinct_WE02-AHMS - Adelaide Health and Medical Sciences_Fifth Floor_5104 _ East Services Riser | WE-WE02-05-5104 | WE02-05-5104-East Services Riser | West End Health Precinct | WE | WE02 | AHMS - Adelaide Health and Medical Sciences | 05 | Fifth Floor | 5104 | 99939 | Unusable Spaces | 99939 | Unusable Spaces | 10.27 | East Services Riser | 8 | Non Useable Floor Area Space Group | 840 | Non-usable - Service riser |  | Excellent | 0.00 | NO
West End Health Precinct_WE02-AHMS - Adelaide Health and Medical Sciences_Fifth Floor_5105 _ Gas Manifold | WE-WE02-05-5105 | WE02-05-5105-Gas Manifold | West End Health Precinct | WE | WE02 | AHMS - Adelaide Health and Medical Sciences | 05 | Fifth Floor | 5105 | 99939 | Unusable Spaces | 99939 | Unusable Spaces | 3.65 | Gas Manifold | 8 | Non Useable Floor Area Space Group | 840 | Non-usable - Service riser |  | Excellent | 0.00 | NO
West End Health Precinct_WE02-AHMS - Adelaide Health and Medical Sciences_Fifth Floor_5106 _ Elec | WE-WE02-05-5106 | WE02-05-5106-Elec | West End Health Precinct | WE | WE02 | AHMS - Adelaide Health and Medical Sciences | 05 | Fifth Floor | 5106 | 99939 | Unusable Spaces | 99939 | Unusable Spaces | 2.75 | Elec | 8 | Non Useable Floor Area Space Group | 840 | Non-usable - Service riser |  | Excellent | 0.00 | NO
West End Health Precinct_WE02-AHMS - Adelaide Health and Medical Sciences_Fifth Floor_5107 _ Compactus | WE-WE02-05-5107 | WE02-05-5107-Compactus | West End Health Precinct | WE | WE02 | AHMS - Adelaide Health and Medical Sciences | 05 | Fifth Floor | 5107 | 384 | Medicine | 384 | Adelaide Medical School | 12.17 | Compactus | 4 | Ancillary Area Space Group | 419 | Ancillary Area - Store Room - Generic |  | Excellent | 2,669.75 | NO
West End Health Precinct_WE02-AHMS - Adelaide Health and Medical Sciences_Fifth Floor_5108 _ Entry 1 | WE-WE02-05-5108 | WE02-05-5108-Entry 1 | West End Health Precinct | WE | WE02 | AHMS - Adelaide Health and Medical Sciences | 05 | Fifth Floor | 5108 | 99939 | Unusable Spaces | 99939 | Unusable Spaces | 54.9 | Entry 1 | 8 | Non Useable Floor Area Space Group | 805 | Non-usable - Circulation space |  | Excellent | 0.00 | NO
West End Health Precinct_WE02-AHMS - Adelaide Health and Medical Sciences_Fifth Floor_5109 _ Pre Embryology | WE-WE02-05-5109 | WE02-05-5109-Pre Embryology | West End Health Precinct | WE | WE02 | AHMS - Adelaide Health and Medical Sciences | 05 | Fifth Floor | 5109 | 384 | Medicine | 384 | Adelaide Medical School | 71.6 | Pre Embryology | 3 | Specialist Teaching or Research Space Group | 306 | Laboratory - Scientific/Medical/Engineering - WET - Postgraduate/Research |  | Excellent | 23,738.98 | NO
West End Health Precinct_WE02-AHMS - Adelaide Health and Medical Sciences_Fifth Floor_5110 _ Microscopy 3 | WE-WE02-05-5110 | WE02-05-5110-Microscopy 3 | West End Health Precinct | WE | WE02 | AHMS - Adelaide Health and Medical Sciences | 05 | Fifth Floor | 5110 | 384 | Medicine | 384 | Adelaide Medical School | 6.07 | Microscopy 3 | 3 | Specialist Teaching or Research Space Group | 306 | Laboratory - Scientific/Medical/Engineering - WET - Postgraduate/Research |  | Excellent | 2,012.51 | NO
West End Health Precinct_WE02-AHMS - Adelaide Health and Medical Sciences_Fifth Floor_5111 _ Laboratory - Reproductive, Pregn | WE-WE02-05-5111 | WE02-05-5111-Laboratory - Reproductive, Pregn | West End Health Precinct | WE | WE02 | AHMS - Adelaide Health and Medical Sciences | 05 | Fifth Floor | 5111 | 384 | Medicine | 384 | Adelaide Medical School | 226.42 | Laboratory - Reproductive, Pregn | 3 | Specialist Teaching or Research Space Group | 306 | Laboratory - Scientific/Medical/Engineering - WET - Postgraduate/Research |  | Excellent | 75,069.56 | NO
West End Health Precinct_WE02-AHMS - Adelaide Health and Medical Sciences_Fifth Floor_5112 _ Entry 2 | WE-WE02-05-5112 | WE02-05-5112-Entry 2 | West End Health Precinct | WE | WE02 | AHMS - Adelaide Health and Medical Sciences | 05 | Fifth Floor | 5112 | 99939 | Unusable Spaces | 99939 | Unusable Spaces | 34.78 | Entry 2 | 8 | Non Useable Floor Area Space Group | 805 | Non-usable - Circulation space |  | Excellent | 0.00 | NO
West End Health Precinct_WE02-AHMS - Adelaide Health and Medical Sciences_Fifth Floor_5112A _ VSR | WE-WE02-05-5112A | WE02-05-5112A-VSR | West End Health Precinct | WE | WE02 | AHMS - Adelaide Health and Medical Sciences | 05 | Fifth Floor | 5112A | 99939 | Unusable Spaces | 99939 | Unusable Spaces | 0.95 | VSR | 8 | Non Useable Floor Area Space Group | 840 | Non-usable - Service riser |  | Excellent | 0.00 | NO
West End Health Precinct_WE02-AHMS - Adelaide Health and Medical Sciences_Fifth Floor_5112B _ Bins | WE-WE02-05-5112B | WE02-05-5112B-Bins | West End Health Precinct | WE | WE02 | AHMS - Adelaide Health and Medical Sciences | 05 | Fifth Floor | 5112B | 99939 | Unusable Spaces | 99939 | Unusable Spaces | 1.28 | Bins | 8 | Non Useable Floor Area Space Group | 841 | Non-usable - Waste management |  | Excellent | 0.00 | NO
West End Health Precinct_WE02-AHMS - Adelaide Health and Medical Sciences_Fifth Floor_5113 _ AQIS Suite [PC2-Cert] | WE-WE02-05-5113 | WE02-05-5113-AQIS Suite [PC2-Cert] | West End Health Precinct | WE | WE02 | AHMS - Adelaide Health and Medical Sciences | 05 | Fifth Floor | 5113 | 99003 | Federal - AQIS | 859 | Infrastructure | 44.69 | AQIS Suite [PC2-Cert] | 3 | Specialist Teaching or Research Space Group | 306 | Laboratory - Scientific/Medical/Engineering - WET - Postgraduate/Research | RATED - PC2 | Excellent | 14,816.97 | NO
West End Health Precinct_WE02-AHMS - Adelaide Health and Medical Sciences_Fifth Floor_5114 _ Microscopy 4 | WE-WE02-05-5114 | WE02-05-5114-Microscopy 4 | West End Health Precinct | WE | WE02 | AHMS - Adelaide Health and Medical Sciences | 05 | Fifth Floor | 5114 | 384 | Medicine | 384 | Adelaide Medical School | 31.51 | Microscopy 4 | 3 | Specialist Teaching or Research Space Group | 306 | Laboratory - Scientific/Medical/Engineering - WET - Postgraduate/Research |  | Excellent | 10,447.14 | NO
West End Health Precinct_WE02-AHMS - Adelaide Health and Medical Sciences_Fifth Floor_5115 _ Foyer - East | WE-WE02-05-5115 | WE02-05-5115-Foyer - East | West End Health Precinct | WE | WE02 | AHMS - Adelaide Health and Medical Sciences | 05 | Fifth Floor | 5115 | 99939 | Unusable Spaces | 99939 | Unusable Spaces | 20.9 | Foyer - East | 8 | Non Useable Floor Area Space Group | 805 | Non-usable - Circulation space |  | Excellent | 0.00 | NO
West End Health Precinct_WE02-AHMS - Adelaide Health and Medical Sciences_Sixth Floor_6001 _ West Edgescape | WE-WE02-06-6001 | WE02-06-6001-West Edgescape | West End Health Precinct | WE | WE02 | AHMS - Adelaide Health and Medical Sciences | 06 | Sixth Floor | 6001 | 99939 | Unusable Spaces | 99939 | Unusable Spaces | 49.71 | West Edgescape | 6 | General Facility Space Group | 604 | General Facility - Common Room General Access |  | Excellent | 13,879.03 | NO
West End Health Precinct_WE02-AHMS - Adelaide Health and Medical Sciences_Sixth Floor_6002 _ Plantroom - West | WE-WE02-06-6002 | WE02-06-6002-Plantroom - West | West End Health Precinct | WE | WE02 | AHMS - Adelaide Health and Medical Sciences | 06 | Sixth Floor | 6002 | 99939 | Unusable Spaces | 99939 | Unusable Spaces | 51.91 | Plantroom - West | 8 | Non Useable Floor Area Space Group | 810 | Non-usable - Mechanical plant room |  | Excellent | 0.00 | NO
West End Health Precinct_WE02-AHMS - Adelaide Health and Medical Sciences_Sixth Floor_6003 _ A/L | WE-WE02-06-6003 | WE02-06-6003-A/L | West End Health Precinct | WE | WE02 | AHMS - Adelaide Health and Medical Sciences | 06 | Sixth Floor | 6003 | 99939 | Unusable Spaces | 99939 | Unusable Spaces | 12.6 | A/L | 8 | Non Useable Floor Area Space Group | 805 | Non-usable - Circulation space |  | Excellent | 0.00 | NO
West End Health Precinct_WE02-AHMS - Adelaide Health and Medical Sciences_Sixth Floor_6007 _ Lift Lobby - West | WE-WE02-06-6007 | WE02-06-6007-Lift Lobby - West | West End Health Precinct | WE | WE02 | AHMS - Adelaide Health and Medical Sciences | 06 | Sixth Floor | 6007 | 99939 | Unusable Spaces | 99939 | Unusable Spaces | 27.34 | Lift Lobby - West | 8 | Non Useable Floor Area Space Group | 805 | Non-usable - Circulation space |  | Excellent | 0.00 | NO
West End Health Precinct_WE02-AHMS - Adelaide Health and Medical Sciences_Sixth Floor_6008 _ VSR | WE-WE02-06-6008 | WE02-06-6008-VSR | West End Health Precinct | WE | WE02 | AHMS - Adelaide Health and Medical Sciences | 06 | Sixth Floor | 6008 | 99939 | Unusable Spaces | 99939 | Unusable Spaces | 4.88 | VSR | 8 | Non Useable Floor Area Space Group | 840 | Non-usable - Service riser |  | Excellent | 0.00 | NO
West End Health Precinct_WE02-AHMS - Adelaide Health and Medical Sciences_Sixth Floor_6012 _ Hyd | WE-WE02-06-6012 | WE02-06-6012-Hyd | West End Health Precinct | WE | WE02 | AHMS - Adelaide Health and Medical Sciences | 06 | Sixth Floor | 6012 | 99939 | Unusable Spaces | 99939 | Unusable Spaces | 3.5 | Hyd | 8 | Non Useable Floor Area Space Group | 840 | Non-usable - Service riser |  | Excellent | 0.00 | NO
West End Health Precinct_WE02-AHMS - Adelaide Health and Medical Sciences_Sixth Floor_6013 _ WC - F 1 | WE-WE02-06-6013 | WE02-06-6013-WC - F 1 | West End Health Precinct | WE | WE02 | AHMS - Adelaide Health and Medical Sciences | 06 | Sixth Floor | 6013 | 99939 | Unusable Spaces | 99939 | Unusable Spaces | 18.17 | WC - F 1 | 8 | Non Useable Floor Area Space Group | 820 | Non-usable - Toilets/Amenities - Female |  | Excellent | 0.00 | NO
West End Health Precinct_WE02-AHMS - Adelaide Health and Medical Sciences_Sixth Floor_6014 _ WC - Access | WE-WE02-06-6014 | WE02-06-6014-WC - Access | West End Health Precinct | WE | WE02 | AHMS - Adelaide Health and Medical Sciences | 06 | Sixth Floor | 6014 | 99939 | Unusable Spaces | 99939 | Unusable Spaces | 5.27 | WC - Access | 8 | Non Useable Floor Area Space Group | 818 | Non-usable - Toilets/Amenities - Unisex Accessible |  | Excellent | 0.00 | NO
West End Health Precinct_WE02-AHMS - Adelaide Health and Medical Sciences_Sixth Floor_6014A _ VSR | WE-WE02-06-6014A | WE02-06-6014A-VSR | West End Health Precinct | WE | WE02 | AHMS - Adelaide Health and Medical Sciences | 06 | Sixth Floor | 6014A | 99939 | Unusable Spaces | 99939 | Unusable Spaces | 0.58 | VSR | 8 | Non Useable Floor Area Space Group | 840 | Non-usable - Service riser |  | Excellent | 0.00 | NO
West End Health Precinct_WE02-AHMS - Adelaide Health and Medical Sciences_Sixth Floor_6015 _ A/L - F 1 | WE-WE02-06-6015 | WE02-06-6015-A/L - F 1 | West End Health Precinct | WE | WE02 | AHMS - Adelaide Health and Medical Sciences | 06 | Sixth Floor | 6015 | 99939 | Unusable Spaces | 99939 | Unusable Spaces | 2.21 | A/L - F 1 | 8 | Non Useable Floor Area Space Group | 820 | Non-usable - Toilets/Amenities - Female |  | Excellent | 0.00 | NO
West End Health Precinct_WE02-AHMS - Adelaide Health and Medical Sciences_Sixth Floor_6016 _ Circ. | WE-WE02-06-6016 | WE02-06-6016-Circ. | West End Health Precinct | WE | WE02 | AHMS - Adelaide Health and Medical Sciences | 06 | Sixth Floor | 6016 | 99939 | Unusable Spaces | 99939 | Unusable Spaces | 11.54 | Circ. | 8 | Non Useable Floor Area Space Group | 805 | Non-usable - Circulation space |  | Excellent | 0.00 | NO
West End Health Precinct_WE02-AHMS - Adelaide Health and Medical Sciences_Sixth Floor_6017 _ Elec | WE-WE02-06-6017 | WE02-06-6017-Elec | West End Health Precinct | WE | WE02 | AHMS - Adelaide Health and Medical Sciences | 06 | Sixth Floor | 6017 | 99939 | Unusable Spaces | 99939 | Unusable Spaces | 2.09 | Elec | 8 | Non Useable Floor Area Space Group | 840 | Non-usable - Service riser |  | Excellent | 0.00 | NO
West End Health Precinct_WE02-AHMS - Adelaide Health and Medical Sciences_Sixth Floor_6018 _ VSR | WE-WE02-06-6018 | WE02-06-6018-VSR | West End Health Precinct | WE | WE02 | AHMS - Adelaide Health and Medical Sciences | 06 | Sixth Floor | 6018 | 99939 | Unusable Spaces | 99939 | Unusable Spaces | 0.66 | VSR | 8 | Non Useable Floor Area Space Group | 840 | Non-usable - Service riser |  | Excellent | 0.00 | NO
West End Health Precinct_WE02-AHMS - Adelaide Health and Medical Sciences_Sixth Floor_6019 _ WC - M 1 | WE-WE02-06-6019 | WE02-06-6019-WC - M 1 | West End Health Precinct | WE | WE02 | AHMS - Adelaide Health and Medical Sciences | 06 | Sixth Floor | 6019 | 99939 | Unusable Spaces | 99939 | Unusable Spaces | 17.73 | WC - M 1 | 8 | Non Useable Floor Area Space Group | 821 | Non-usable - Toilets/Amenities - Male |  | Excellent | 0.00 | NO
West End Health Precinct_WE02-AHMS - Adelaide Health and Medical Sciences_Sixth Floor_6020 _ A/L - M 1 | WE-WE02-06-6020 | WE02-06-6020-A/L - M 1 | West End Health Precinct | WE | WE02 | AHMS - Adelaide Health and Medical Sciences | 06 | Sixth Floor | 6020 | 99939 | Unusable Spaces | 99939 | Unusable Spaces | 2.22 | A/L - M 1 | 8 | Non Useable Floor Area Space Group | 821 | Non-usable - Toilets/Amenities - Male |  | Excellent | 0.00 | NO
West End Health Precinct_WE02-AHMS - Adelaide Health and Medical Sciences_Sixth Floor_6021 _ Cleaner 1 | WE-WE02-06-6021 | WE02-06-6021-Cleaner 1 | West End Health Precinct | WE | WE02 | AHMS - Adelaide Health and Medical Sciences | 06 | Sixth Floor | 6021 | 99939 | Unusable Spaces | 99939 | Unusable Spaces | 1.74 | Cleaner 1 | 8 | Non Useable Floor Area Space Group | 806 | Non-usable - Cleaners room |  | Excellent | 0.00 | NO
West End Health Precinct_WE02-AHMS - Adelaide Health and Medical Sciences_Sixth Floor_6022 _ Comms | WE-WE02-06-6022 | WE02-06-6022-Comms | West End Health Precinct | WE | WE02 | AHMS - Adelaide Health and Medical Sciences | 06 | Sixth Floor | 6022 | 99939 | Unusable Spaces | 99939 | Unusable Spaces | 1.43 | Comms | 8 | Non Useable Floor Area Space Group | 812 | Non-usable - Comms/network system/Telephone/PABX |  | Excellent | 0.00 | NO
West End Health Precinct_WE02-AHMS - Adelaide Health and Medical Sciences_Sixth Floor_6024 _ VSR | WE-WE02-06-6024 | WE02-06-6024-VSR | West End Health Precinct | WE | WE02 | AHMS - Adelaide Health and Medical Sciences | 06 | Sixth Floor | 6024 | 99939 | Unusable Spaces | 99939 | Unusable Spaces | 1.37 | VSR | 8 | Non Useable Floor Area Space Group | 840 | Non-usable - Service riser |  | Excellent | 0.00 | NO
West End Health Precinct_WE02-AHMS - Adelaide Health and Medical Sciences_Sixth Floor_6025 _ Fire | WE-WE02-06-6025 | WE02-06-6025-Fire | West End Health Precinct | WE | WE02 | AHMS - Adelaide Health and Medical Sciences | 06 | Sixth Floor | 6025 | 99939 | Unusable Spaces | 99939 | Unusable Spaces | 0.47 | Fire | 8 | Non Useable Floor Area Space Group | 840 | Non-usable - Service riser |  | Excellent | 0.00 | NO
West End Health Precinct_WE02-AHMS - Adelaide Health and Medical Sciences_Sixth Floor_6026 _ FH | WE-WE02-06-6026 | WE02-06-6026-FH | West End Health Precinct | WE | WE02 | AHMS - Adelaide Health and Medical Sciences | 06 | Sixth Floor | 6026 | 99939 | Unusable Spaces | 99939 | Unusable Spaces | 0.48 | FH | 8 | Non Useable Floor Area Space Group | 840 | Non-usable - Service riser |  | Excellent | 0.00 | NO
West End Health Precinct_WE02-AHMS - Adelaide Health and Medical Sciences_Sixth Floor_6027 _ Stair - Pressurisation | WE-WE02-06-6027 | WE02-06-6027-Stair - Pressurisation | West End Health Precinct | WE | WE02 | AHMS - Adelaide Health and Medical Sciences | 06 | Sixth Floor | 6027 | 99939 | Unusable Spaces | 99939 | Unusable Spaces | 2.76 | Stair - Pressurisation | 8 | Non Useable Floor Area Space Group | 840 | Non-usable - Service riser |  | Excellent | 0.00 | NO
West End Health Precinct_WE02-AHMS - Adelaide Health and Medical Sciences_Sixth Floor_6028 _ Stair - West | WE-WE02-06-6028 | WE02-06-6028-Stair - West | West End Health Precinct | WE | WE02 | AHMS - Adelaide Health and Medical Sciences | 06 | Sixth Floor | 6028 | 99939 | Unusable Spaces | 99939 | Unusable Spaces | 32.14 | Stair - West | 8 | Non Useable Floor Area Space Group | 805 | Non-usable - Circulation space |  | Excellent | 0.00 | NO
West End Health Precinct_WE02-AHMS - Adelaide Health and Medical Sciences_Sixth Floor_6030 _ Plantroom - East | WE-WE02-06-6030 | WE02-06-6030-Plantroom - East | West End Health Precinct | WE | WE02 | AHMS - Adelaide Health and Medical Sciences | 06 | Sixth Floor | 6030 | 99939 | Unusable Spaces | 99939 | Unusable Spaces | 46.11 | Plantroom - East | 8 | Non Useable Floor Area Space Group | 810 | Non-usable - Mechanical plant room |  | Excellent | 0.00 | NO
West End Health Precinct_WE02-AHMS - Adelaide Health and Medical Sciences_Sixth Floor_6030A _ VSR | WE-WE02-06-6030A | WE02-06-6030A-VSR | West End Health Precinct | WE | WE02 | AHMS - Adelaide Health and Medical Sciences | 06 | Sixth Floor | 6030A | 99939 | Unusable Spaces | 99939 | Unusable Spaces | 0.56 | VSR | 8 | Non Useable Floor Area Space Group | 840 | Non-usable - Service riser |  | Excellent | 0.00 | NO
West End Health Precinct_WE02-AHMS - Adelaide Health and Medical Sciences_Sixth Floor_6031 _ VSR | WE-WE02-06-6031 | WE02-06-6031-VSR | West End Health Precinct | WE | WE02 | AHMS - Adelaide Health and Medical Sciences | 06 | Sixth Floor | 6031 | 99939 | Unusable Spaces | 99939 | Unusable Spaces | 0.93 | VSR | 8 | Non Useable Floor Area Space Group | 840 | Non-usable - Service riser |  | Excellent | 0.00 | NO
West End Health Precinct_WE02-AHMS - Adelaide Health and Medical Sciences_Sixth Floor_6032 _ Comms | WE-WE02-06-6032 | WE02-06-6032-Comms | West End Health Precinct | WE | WE02 | AHMS - Adelaide Health and Medical Sciences | 06 | Sixth Floor | 6032 | 99939 | Unusable Spaces | 99939 | Unusable Spaces | 0.56 | Comms | 8 | Non Useable Floor Area Space Group | 812 | Non-usable - Comms/network system/Telephone/PABX |  | Excellent | 0.00 | NO
West End Health Precinct_WE02-AHMS - Adelaide Health and Medical Sciences_Sixth Floor_6033 _ Hyd | WE-WE02-06-6033 | WE02-06-6033-Hyd | West End Health Precinct | WE | WE02 | AHMS - Adelaide Health and Medical Sciences | 06 | Sixth Floor | 6033 | 99939 | Unusable Spaces | 99939 | Unusable Spaces | 0.39 | Hyd | 8 | Non Useable Floor Area Space Group | 840 | Non-usable - Service riser |  | Excellent | 0.00 | NO
West End Health Precinct_WE02-AHMS - Adelaide Health and Medical Sciences_Sixth Floor_6034 _ FH | WE-WE02-06-6034 | WE02-06-6034-FH | West End Health Precinct | WE | WE02 | AHMS - Adelaide Health and Medical Sciences | 06 | Sixth Floor | 6034 | 99939 | Unusable Spaces | 99939 | Unusable Spaces | 0.37 | FH | 8 | Non Useable Floor Area Space Group | 840 | Non-usable - Service riser |  | Excellent | 0.00 | NO
West End Health Precinct_WE02-AHMS - Adelaide Health and Medical Sciences_Sixth Floor_6035 _ Elec | WE-WE02-06-6035 | WE02-06-6035-Elec | West End Health Precinct | WE | WE02 | AHMS - Adelaide Health and Medical Sciences | 06 | Sixth Floor | 6035 | 99939 | Unusable Spaces | 99939 | Unusable Spaces | 2.86 | Elec | 8 | Non Useable Floor Area Space Group | 840 | Non-usable - Service riser |  | Excellent | 0.00 | NO
West End Health Precinct_WE02-AHMS - Adelaide Health and Medical Sciences_Sixth Floor_6036 _ Stair - East | WE-WE02-06-6036 | WE02-06-6036-Stair - East | West End Health Precinct | WE | WE02 | AHMS - Adelaide Health and Medical Sciences | 06 | Sixth Floor | 6036 | 99939 | Unusable Spaces | 99939 | Unusable Spaces | 48.81 | Stair - East | 8 | Non Useable Floor Area Space Group | 805 | Non-usable - Circulation space |  | Excellent | 0.00 | NO
West End Health Precinct_WE02-AHMS - Adelaide Health and Medical Sciences_Sixth Floor_6037 _ Stair - Pressurisation | WE-WE02-06-6037 | WE02-06-6037-Stair - Pressurisation | West End Health Precinct | WE | WE02 | AHMS - Adelaide Health and Medical Sciences | 06 | Sixth Floor | 6037 | 99939 | Unusable Spaces | 99939 | Unusable Spaces | 2.02 | Stair - Pressurisation | 8 | Non Useable Floor Area Space Group | 840 | Non-usable - Service riser |  | Excellent | 0.00 | NO
West End Health Precinct_WE02-AHMS - Adelaide Health and Medical Sciences_Sixth Floor_6037A _ VSR | WE-WE02-06-6037A | WE02-06-6037A-VSR | West End Health Precinct | WE | WE02 | AHMS - Adelaide Health and Medical Sciences | 06 | Sixth Floor | 6037A | 99939 | Unusable Spaces | 99939 | Unusable Spaces | 0.42 | VSR | 8 | Non Useable Floor Area Space Group | 840 | Non-usable - Service riser |  | Excellent | 0.00 | NO
West End Health Precinct_WE02-AHMS - Adelaide Health and Medical Sciences_Sixth Floor_6038 _ A/L - F 2 | WE-WE02-06-6038 | WE02-06-6038-A/L - F 2 | West End Health Precinct | WE | WE02 | AHMS - Adelaide Health and Medical Sciences | 06 | Sixth Floor | 6038 | 99939 | Unusable Spaces | 99939 | Unusable Spaces | 7.26 | A/L - F 2 | 8 | Non Useable Floor Area Space Group | 820 | Non-usable - Toilets/Amenities - Female |  | Excellent | 0.00 | NO
West End Health Precinct_WE02-AHMS - Adelaide Health and Medical Sciences_Sixth Floor_6039 _ WC - F 2 | WE-WE02-06-6039 | WE02-06-6039-WC - F 2 | West End Health Precinct | WE | WE02 | AHMS - Adelaide Health and Medical Sciences | 06 | Sixth Floor | 6039 | 99939 | Unusable Spaces | 99939 | Unusable Spaces | 11.27 | WC - F 2 | 8 | Non Useable Floor Area Space Group | 820 | Non-usable - Toilets/Amenities - Female |  | Excellent | 0.00 | NO
West End Health Precinct_WE02-AHMS - Adelaide Health and Medical Sciences_Sixth Floor_6040 _ Hyd | WE-WE02-06-6040 | WE02-06-6040-Hyd | West End Health Precinct | WE | WE02 | AHMS - Adelaide Health and Medical Sciences | 06 | Sixth Floor | 6040 | 99939 | Unusable Spaces | 99939 | Unusable Spaces | 2.56 | Hyd | 8 | Non Useable Floor Area Space Group | 840 | Non-usable - Service riser |  | Excellent | 0.00 | NO
West End Health Precinct_WE02-AHMS - Adelaide Health and Medical Sciences_Sixth Floor_6040A _ VSR | WE-WE02-06-6040A | WE02-06-6040A-VSR | West End Health Precinct | WE | WE02 | AHMS - Adelaide Health and Medical Sciences | 06 | Sixth Floor | 6040A | 99939 | Unusable Spaces | 99939 | Unusable Spaces | 0.48 | VSR | 8 | Non Useable Floor Area Space Group | 840 | Non-usable - Service riser |  | Excellent | 0.00 | NO
West End Health Precinct_WE02-AHMS - Adelaide Health and Medical Sciences_Sixth Floor_6041 _ WC - M 2 | WE-WE02-06-6041 | WE02-06-6041-WC - M 2 | West End Health Precinct | WE | WE02 | AHMS - Adelaide Health and Medical Sciences | 06 | Sixth Floor | 6041 | 99939 | Unusable Spaces | 99939 | Unusable Spaces | 11.23 | WC - M 2 | 8 | Non Useable Floor Area Space Group | 821 | Non-usable - Toilets/Amenities - Male |  | Excellent | 0.00 | NO
West End Health Precinct_WE02-AHMS - Adelaide Health and Medical Sciences_Sixth Floor_6041A _ VSR | WE-WE02-06-6041A | WE02-06-6041A-VSR | West End Health Precinct | WE | WE02 | AHMS - Adelaide Health and Medical Sciences | 06 | Sixth Floor | 6041A | 99939 | Unusable Spaces | 99939 | Unusable Spaces | 1.02 | VSR | 8 | Non Useable Floor Area Space Group | 840 | Non-usable - Service riser |  | Excellent | 0.00 | NO
West End Health Precinct_WE02-AHMS - Adelaide Health and Medical Sciences_Sixth Floor_6042 _ A/L - M 2 | WE-WE02-06-6042 | WE02-06-6042-A/L - M 2 | West End Health Precinct | WE | WE02 | AHMS - Adelaide Health and Medical Sciences | 06 | Sixth Floor | 6042 | 99939 | Unusable Spaces | 99939 | Unusable Spaces | 5.87 | A/L - M 2 | 8 | Non Useable Floor Area Space Group | 821 | Non-usable - Toilets/Amenities - Male |  | Excellent | 0.00 | NO
West End Health Precinct_WE02-AHMS - Adelaide Health and Medical Sciences_Sixth Floor_6043 _ Cleaner 2 | WE-WE02-06-6043 | WE02-06-6043-Cleaner 2 | West End Health Precinct | WE | WE02 | AHMS - Adelaide Health and Medical Sciences | 06 | Sixth Floor | 6043 | 99939 | Unusable Spaces | 99939 | Unusable Spaces | 1.36 | Cleaner 2 | 8 | Non Useable Floor Area Space Group | 806 | Non-usable - Cleaners room |  | Excellent | 0.00 | NO
West End Health Precinct_WE02-AHMS - Adelaide Health and Medical Sciences_Sixth Floor_6043A _ VSR | WE-WE02-06-6043A | WE02-06-6043A-VSR | West End Health Precinct | WE | WE02 | AHMS - Adelaide Health and Medical Sciences | 06 | Sixth Floor | 6043A | 99939 | Unusable Spaces | 99939 | Unusable Spaces | 0.2 | VSR | 8 | Non Useable Floor Area Space Group | 840 | Non-usable - Service riser |  | Excellent | 0.00 | NO
West End Health Precinct_WE02-AHMS - Adelaide Health and Medical Sciences_Sixth Floor_6044 _ Lift Lobby - East | WE-WE02-06-6044 | WE02-06-6044-Lift Lobby - East | West End Health Precinct | WE | WE02 | AHMS - Adelaide Health and Medical Sciences | 06 | Sixth Floor | 6044 | 99939 | Unusable Spaces | 99939 | Unusable Spaces | 22.68 | Lift Lobby - East | 8 | Non Useable Floor Area Space Group | 805 | Non-usable - Circulation space |  | Excellent | 0.00 | NO
West End Health Precinct_WE02-AHMS - Adelaide Health and Medical Sciences_Sixth Floor_6046 _ East Edgescape | WE-WE02-06-6046 | WE02-06-6046-East Edgescape | West End Health Precinct | WE | WE02 | AHMS - Adelaide Health and Medical Sciences | 06 | Sixth Floor | 6046 | 99939 | Unusable Spaces | 99939 | Unusable Spaces | 18.75 | East Edgescape | 6 | General Facility Space Group | 604 | General Facility - Common Room General Access |  | Excellent | 5,235.00 | NO
West End Health Precinct_WE02-AHMS - Adelaide Health and Medical Sciences_Sixth Floor_6050 _ Workstation - circulation | WE-WE02-06-6050 | WE02-06-6050-Workstation - circulation | West End Health Precinct | WE | WE02 | AHMS - Adelaide Health and Medical Sciences | 06 | Sixth Floor | 6050 | 384 | Medicine | 384 | Adelaide Medical School | 28.03 | Workstation - circulation | 1 | Office Space Group | 111 | Open Plan - Specific type not defined |  | Excellent | 6,987.48 | NO
West End Health Precinct_WE02-AHMS - Adelaide Health and Medical Sciences_Sixth Floor_6050.01 _ Workstation | WE-WE02-06-6050.01 | WE02-06-6050.01-Workstation | West End Health Precinct | WE | WE02 | AHMS - Adelaide Health and Medical Sciences | 06 | Sixth Floor | 6050.01 | 384 | Medicine | 384 | Adelaide Medical School | 5.67 | Workstation | 1 | Office Space Group | 111 | Open Plan - Specific type not defined |  | Excellent | 1,413.45 | NO
West End Health Precinct_WE02-AHMS - Adelaide Health and Medical Sciences_Sixth Floor_6050.02 _ Workstation | WE-WE02-06-6050.02 | WE02-06-6050.02-Workstation | West End Health Precinct | WE | WE02 | AHMS - Adelaide Health and Medical Sciences | 06 | Sixth Floor | 6050.02 | 384 | Medicine | 384 | Adelaide Medical School | 4.2 | Workstation | 1 | Office Space Group | 111 | Open Plan - Specific type not defined |  | Excellent | 1,047.00 | NO
West End Health Precinct_WE02-AHMS - Adelaide Health and Medical Sciences_Sixth Floor_6050.03 _ Workstation | WE-WE02-06-6050.03 | WE02-06-6050.03-Workstation | West End Health Precinct | WE | WE02 | AHMS - Adelaide Health and Medical Sciences | 06 | Sixth Floor | 6050.03 | 384 | Medicine | 384 | Adelaide Medical School | 4.28 | Workstation | 1 | Office Space Group | 111 | Open Plan - Specific type not defined |  | Excellent | 1,066.94 | NO
West End Health Precinct_WE02-AHMS - Adelaide Health and Medical Sciences_Sixth Floor_6050.04 _ Workstation | WE-WE02-06-6050.04 | WE02-06-6050.04-Workstation | West End Health Precinct | WE | WE02 | AHMS - Adelaide Health and Medical Sciences | 06 | Sixth Floor | 6050.04 | 384 | Medicine | 384 | Adelaide Medical School | 2.85 | Workstation | 1 | Office Space Group | 111 | Open Plan - Specific type not defined |  | Excellent | 710.46 | NO
West End Health Precinct_WE02-AHMS - Adelaide Health and Medical Sciences_Sixth Floor_6050.05 _ Workstation | WE-WE02-06-6050.05 | WE02-06-6050.05-Workstation | West End Health Precinct | WE | WE02 | AHMS - Adelaide Health and Medical Sciences | 06 | Sixth Floor | 6050.05 | 384 | Medicine | 384 | Adelaide Medical School | 3.75 | Workstation | 1 | Office Space Group | 111 | Open Plan - Specific type not defined |  | Excellent | 934.82 | NO
West End Health Precinct_WE02-AHMS - Adelaide Health and Medical Sciences_Sixth Floor_6050.06 _ Workstation | WE-WE02-06-6050.06 | WE02-06-6050.06-Workstation | West End Health Precinct | WE | WE02 | AHMS - Adelaide Health and Medical Sciences | 06 | Sixth Floor | 6050.06 | 384 | Medicine | 384 | Adelaide Medical School | 3.75 | Workstation | 1 | Office Space Group | 111 | Open Plan - Specific type not defined |  | Excellent | 934.82 | NO
West End Health Precinct_WE02-AHMS - Adelaide Health and Medical Sciences_Sixth Floor_6050.07 _ Workstation | WE-WE02-06-6050.07 | WE02-06-6050.07-Workstation | West End Health Precinct | WE | WE02 | AHMS - Adelaide Health and Medical Sciences | 06 | Sixth Floor | 6050.07 | 384 | Medicine | 384 | Adelaide Medical School | 2.85 | Workstation | 1 | Office Space Group | 111 | Open Plan - Specific type not defined |  | Excellent | 710.46 | NO
West End Health Precinct_WE02-AHMS - Adelaide Health and Medical Sciences_Sixth Floor_6050.08 _ Workstation | WE-WE02-06-6050.08 | WE02-06-6050.08-Workstation | West End Health Precinct | WE | WE02 | AHMS - Adelaide Health and Medical Sciences | 06 | Sixth Floor | 6050.08 | 384 | Medicine | 384 | Adelaide Medical School | 3.75 | Workstation | 1 | Office Space Group | 111 | Open Plan - Specific type not defined |  | Excellent | 934.82 | NO
West End Health Precinct_WE02-AHMS - Adelaide Health and Medical Sciences_Sixth Floor_6050.09 _ Workstation | WE-WE02-06-6050.09 | WE02-06-6050.09-Workstation | West End Health Precinct | WE | WE02 | AHMS - Adelaide Health and Medical Sciences | 06 | Sixth Floor | 6050.09 | 384 | Medicine | 384 | Adelaide Medical School | 3.75 | Workstation | 1 | Office Space Group | 111 | Open Plan - Specific type not defined |  | Excellent | 934.82 | NO
West End Health Precinct_WE02-AHMS - Adelaide Health and Medical Sciences_Sixth Floor_6050.10 _ Workstation | WE-WE02-06-6050.10 | WE02-06-6050.10-Workstation | West End Health Precinct | WE | WE02 | AHMS - Adelaide Health and Medical Sciences | 06 | Sixth Floor | 6050.10 | 384 | Medicine | 384 | Adelaide Medical School | 2.85 | Workstation | 1 | Office Space Group | 111 | Open Plan - Specific type not defined |  | Excellent | 710.46 | NO
West End Health Precinct_WE02-AHMS - Adelaide Health and Medical Sciences_Sixth Floor_6050.11 _ Workstation | WE-WE02-06-6050.11 | WE02-06-6050.11-Workstation | West End Health Precinct | WE | WE02 | AHMS - Adelaide Health and Medical Sciences | 06 | Sixth Floor | 6050.11 | 384 | Medicine | 384 | Adelaide Medical School | 3.75 | Workstation | 1 | Office Space Group | 111 | Open Plan - Specific type not defined |  | Excellent | 934.82 | NO
West End Health Precinct_WE02-AHMS - Adelaide Health and Medical Sciences_Sixth Floor_6050.12 _ Workstation | WE-WE02-06-6050.12 | WE02-06-6050.12-Workstation | West End Health Precinct | WE | WE02 | AHMS - Adelaide Health and Medical Sciences | 06 | Sixth Floor | 6050.12 | 384 | Medicine | 384 | Adelaide Medical School | 3.75 | Workstation | 1 | Office Space Group | 111 | Open Plan - Specific type not defined |  | Excellent | 934.82 | NO
West End Health Precinct_WE02-AHMS - Adelaide Health and Medical Sciences_Sixth Floor_6050.13 _ Workstation | WE-WE02-06-6050.13 | WE02-06-6050.13-Workstation | West End Health Precinct | WE | WE02 | AHMS - Adelaide Health and Medical Sciences | 06 | Sixth Floor | 6050.13 | 384 | Medicine | 384 | Adelaide Medical School | 2.85 | Workstation | 1 | Office Space Group | 111 | Open Plan - Specific type not defined |  | Excellent | 710.46 | NO
West End Health Precinct_WE02-AHMS - Adelaide Health and Medical Sciences_Sixth Floor_6050.14 _ Workstation | WE-WE02-06-6050.14 | WE02-06-6050.14-Workstation | West End Health Precinct | WE | WE02 | AHMS - Adelaide Health and Medical Sciences | 06 | Sixth Floor | 6050.14 | 384 | Medicine | 384 | Adelaide Medical School | 3.75 | Workstation | 1 | Office Space Group | 111 | Open Plan - Specific type not defined |  | Excellent | 934.82 | NO
West End Health Precinct_WE02-AHMS - Adelaide Health and Medical Sciences_Sixth Floor_6050.15 _ Workstation | WE-WE02-06-6050.15 | WE02-06-6050.15-Workstation | West End Health Precinct | WE | WE02 | AHMS - Adelaide Health and Medical Sciences | 06 | Sixth Floor | 6050.15 | 384 | Medicine | 384 | Adelaide Medical School | 3.75 | Workstation | 1 | Office Space Group | 111 | Open Plan - Specific type not defined |  | Excellent | 934.82 | NO
West End Health Precinct_WE02-AHMS - Adelaide Health and Medical Sciences_Sixth Floor_6050.16 _ Workstation | WE-WE02-06-6050.16 | WE02-06-6050.16-Workstation | West End Health Precinct | WE | WE02 | AHMS - Adelaide Health and Medical Sciences | 06 | Sixth Floor | 6050.16 | 384 | Medicine | 384 | Adelaide Medical School | 3.78 | Workstation | 1 | Office Space Group | 111 | Open Plan - Specific type not defined |  | Excellent | 942.30 | NO
West End Health Precinct_WE02-AHMS - Adelaide Health and Medical Sciences_Sixth Floor_6050.17 _ Workstation | WE-WE02-06-6050.17 | WE02-06-6050.17-Workstation | West End Health Precinct | WE | WE02 | AHMS - Adelaide Health and Medical Sciences | 06 | Sixth Floor | 6050.17 | 384 | Medicine | 384 | Adelaide Medical School | 3.75 | Workstation | 1 | Office Space Group | 111 | Open Plan - Specific type not defined |  | Excellent | 934.82 | NO
West End Health Precinct_WE02-AHMS - Adelaide Health and Medical Sciences_Sixth Floor_6051 _ Meeting | WE-WE02-06-6051 | WE02-06-6051-Meeting | West End Health Precinct | WE | WE02 | AHMS - Adelaide Health and Medical Sciences | 06 | Sixth Floor | 6051 | 384 | Medicine | 384 | Adelaide Medical School | 5.04 | Meeting | 6 | General Facility Space Group | 601 | General Facility - Committee/Conference/Meeting room |  | Excellent | 1,407.17 | NO
West End Health Precinct_WE02-AHMS - Adelaide Health and Medical Sciences_Sixth Floor_6052A _ Seminar (16P) | WE-WE02-06-6052A | WE02-06-6052A-Seminar (16P) | West End Health Precinct | WE | WE02 | AHMS - Adelaide Health and Medical Sciences | 06 | Sixth Floor | 6052A | 99998 | Central Common Teaching Areas (In Use) | 952 | Corporate Services Division Admin | 35.94 | Seminar (16P) | 2 | Teaching Space Group | 206 | Lecture/Seminar/Tutorial/Class Room (<30) Flat Floor |  | Excellent | 10,930.38 | NO
West End Health Precinct_WE02-AHMS - Adelaide Health and Medical Sciences_Sixth Floor_6052B _ Seminar (16P) | WE-WE02-06-6052B | WE02-06-6052B-Seminar (16P) | West End Health Precinct | WE | WE02 | AHMS - Adelaide Health and Medical Sciences | 06 | Sixth Floor | 6052B | 99998 | Central Common Teaching Areas (In Use) | 952 | Corporate Services Division Admin | 34.3 | Seminar (16P) | 2 | Teaching Space Group | 206 | Lecture/Seminar/Tutorial/Class Room (<30) Flat Floor |  | Excellent | 10,431.61 | NO
West End Health Precinct_WE02-AHMS - Adelaide Health and Medical Sciences_Sixth Floor_6053 _ Corr. 1 | WE-WE02-06-6053 | WE02-06-6053-Corr. 1 | West End Health Precinct | WE | WE02 | AHMS - Adelaide Health and Medical Sciences | 06 | Sixth Floor | 6053 | 99939 | Unusable Spaces | 99939 | Unusable Spaces | 10.58 | Corr. 1 | 8 | Non Useable Floor Area Space Group | 805 | Non-usable - Circulation space |  | Excellent | 0.00 | NO
West End Health Precinct_WE02-AHMS - Adelaide Health and Medical Sciences_Sixth Floor_6054 _ Corr. 2 | WE-WE02-06-6054 | WE02-06-6054-Corr. 2 | West End Health Precinct | WE | WE02 | AHMS - Adelaide Health and Medical Sciences | 06 | Sixth Floor | 6054 | 99939 | Unusable Spaces | 99939 | Unusable Spaces | 19.15 | Corr. 2 | 8 | Non Useable Floor Area Space Group | 805 | Non-usable - Circulation space |  | Excellent | 0.00 | NO
West End Health Precinct_WE02-AHMS - Adelaide Health and Medical Sciences_Sixth Floor_6055 _ Meeting 1 (3P) | WE-WE02-06-6055 | WE02-06-6055-Meeting 1 (3P) | West End Health Precinct | WE | WE02 | AHMS - Adelaide Health and Medical Sciences | 06 | Sixth Floor | 6055 | 384 | Medicine | 384 | Adelaide Medical School | 5.08 | Meeting 1 (3P) | 6 | General Facility Space Group | 601 | General Facility - Committee/Conference/Meeting room |  | Excellent | 1,418.34 | NO
West End Health Precinct_WE02-AHMS - Adelaide Health and Medical Sciences_Sixth Floor_6056 _ Meeting 2 (3P) | WE-WE02-06-6056 | WE02-06-6056-Meeting 2 (3P) | West End Health Precinct | WE | WE02 | AHMS - Adelaide Health and Medical Sciences | 06 | Sixth Floor | 6056 | 384 | Medicine | 384 | Adelaide Medical School | 5.19 | Meeting 2 (3P) | 6 | General Facility Space Group | 601 | General Facility - Committee/Conference/Meeting room |  | Excellent | 1,449.05 | NO
West End Health Precinct_WE02-AHMS - Adelaide Health and Medical Sciences_Sixth Floor_6057 _ Meeting 1 (6-8P) | WE-WE02-06-6057 | WE02-06-6057-Meeting 1 (6-8P) | West End Health Precinct | WE | WE02 | AHMS - Adelaide Health and Medical Sciences | 06 | Sixth Floor | 6057 | 384 | Medicine | 384 | Adelaide Medical School | 10.55 | Meeting 1 (6-8P) | 6 | General Facility Space Group | 601 | General Facility - Committee/Conference/Meeting room |  | Excellent | 2,945.56 | NO
West End Health Precinct_WE02-AHMS - Adelaide Health and Medical Sciences_Sixth Floor_6058 _ Office 1 | WE-WE02-06-6058 | WE02-06-6058-Office 1 | West End Health Precinct | WE | WE02 | AHMS - Adelaide Health and Medical Sciences | 06 | Sixth Floor | 6058 | 384 | Medicine | 384 | Adelaide Medical School | 10.63 | Office 1 | 1 | Office Space Group | 108 | Office - Professional/General Staff |  | Excellent | 2,649.91 | NO
West End Health Precinct_WE02-AHMS - Adelaide Health and Medical Sciences_Sixth Floor_6059 _ Office 2 | WE-WE02-06-6059 | WE02-06-6059-Office 2 | West End Health Precinct | WE | WE02 | AHMS - Adelaide Health and Medical Sciences | 06 | Sixth Floor | 6059 | 384 | Medicine | 384 | Adelaide Medical School | 10.63 | Office 2 | 1 | Office Space Group | 108 | Office - Professional/General Staff |  | Excellent | 2,649.91 | NO
West End Health Precinct_WE02-AHMS - Adelaide Health and Medical Sciences_Sixth Floor_6060 _ Office 3 | WE-WE02-06-6060 | WE02-06-6060-Office 3 | West End Health Precinct | WE | WE02 | AHMS - Adelaide Health and Medical Sciences | 06 | Sixth Floor | 6060 | 384 | Medicine | 384 | Adelaide Medical School | 10.37 | Office 3 | 1 | Office Space Group | 108 | Office - Professional/General Staff |  | Excellent | 2,585.09 | NO
West End Health Precinct_WE02-AHMS - Adelaide Health and Medical Sciences_Sixth Floor_6061 _ Office 4 | WE-WE02-06-6061 | WE02-06-6061-Office 4 | West End Health Precinct | WE | WE02 | AHMS - Adelaide Health and Medical Sciences | 06 | Sixth Floor | 6061 | 384 | Medicine | 384 | Adelaide Medical School | 10.17 | Office 4 | 1 | Office Space Group | 108 | Office - Professional/General Staff |  | Excellent | 2,535.24 | NO
West End Health Precinct_WE02-AHMS - Adelaide Health and Medical Sciences_Sixth Floor_6062 _ Workstation - circulation | WE-WE02-06-6062 | WE02-06-6062-Workstation - circulation | West End Health Precinct | WE | WE02 | AHMS - Adelaide Health and Medical Sciences | 06 | Sixth Floor | 6062 | 384 | Medicine | 384 | Adelaide Medical School | 63.83 | Workstation - circulation | 1 | Office Space Group | 111 | Open Plan - Specific type not defined |  | Excellent | 15,911.91 | NO
West End Health Precinct_WE02-AHMS - Adelaide Health and Medical Sciences_Sixth Floor_6062.01 _ Workstation | WE-WE02-06-6062.01 | WE02-06-6062.01-Workstation | West End Health Precinct | WE | WE02 | AHMS - Adelaide Health and Medical Sciences | 06 | Sixth Floor | 6062.01 | 384 | Medicine | 384 | Adelaide Medical School | 3.76 | Workstation | 1 | Office Space Group | 111 | Open Plan - Specific type not defined |  | Excellent | 937.31 | NO
West End Health Precinct_WE02-AHMS - Adelaide Health and Medical Sciences_Sixth Floor_6062.02 _ Workstation | WE-WE02-06-6062.02 | WE02-06-6062.02-Workstation | West End Health Precinct | WE | WE02 | AHMS - Adelaide Health and Medical Sciences | 06 | Sixth Floor | 6062.02 | 384 | Medicine | 384 | Adelaide Medical School | 3.7 | Workstation | 1 | Office Space Group | 111 | Open Plan - Specific type not defined |  | Excellent | 922.36 | NO
West End Health Precinct_WE02-AHMS - Adelaide Health and Medical Sciences_Sixth Floor_6062.03 _ Workstation | WE-WE02-06-6062.03 | WE02-06-6062.03-Workstation | West End Health Precinct | WE | WE02 | AHMS - Adelaide Health and Medical Sciences | 06 | Sixth Floor | 6062.03 | 384 | Medicine | 384 | Adelaide Medical School | 4.63 | Workstation | 1 | Office Space Group | 111 | Open Plan - Specific type not defined |  | Excellent | 1,154.19 | NO
West End Health Precinct_WE02-AHMS - Adelaide Health and Medical Sciences_Sixth Floor_6062.04 _ Workstation | WE-WE02-06-6062.04 | WE02-06-6062.04-Workstation | West End Health Precinct | WE | WE02 | AHMS - Adelaide Health and Medical Sciences | 06 | Sixth Floor | 6062.04 | 384 | Medicine | 384 | Adelaide Medical School | 4.84 | Workstation | 1 | Office Space Group | 111 | Open Plan - Specific type not defined |  | Excellent | 1,206.54 | NO
West End Health Precinct_WE02-AHMS - Adelaide Health and Medical Sciences_Sixth Floor_6062.05 _ Workstation | WE-WE02-06-6062.05 | WE02-06-6062.05-Workstation | West End Health Precinct | WE | WE02 | AHMS - Adelaide Health and Medical Sciences | 06 | Sixth Floor | 6062.05 | 384 | Medicine | 384 | Adelaide Medical School | 4.84 | Workstation | 1 | Office Space Group | 111 | Open Plan - Specific type not defined |  | Excellent | 1,206.54 | NO
West End Health Precinct_WE02-AHMS - Adelaide Health and Medical Sciences_Sixth Floor_6062.06 _ Workstation | WE-WE02-06-6062.06 | WE02-06-6062.06-Workstation | West End Health Precinct | WE | WE02 | AHMS - Adelaide Health and Medical Sciences | 06 | Sixth Floor | 6062.06 | 384 | Medicine | 384 | Adelaide Medical School | 4.84 | Workstation | 1 | Office Space Group | 111 | Open Plan - Specific type not defined |  | Excellent | 1,206.54 | NO
West End Health Precinct_WE02-AHMS - Adelaide Health and Medical Sciences_Sixth Floor_6062.07 _ Workstation | WE-WE02-06-6062.07 | WE02-06-6062.07-Workstation | West End Health Precinct | WE | WE02 | AHMS - Adelaide Health and Medical Sciences | 06 | Sixth Floor | 6062.07 | 714 | Adelaide Microscopy | 714 | Adelaide Microscopy | 2.75 | Workstation | 1 | Office Space Group | 111 | Open Plan - Specific type not defined |  | Excellent | 685.54 | NO
West End Health Precinct_WE02-AHMS - Adelaide Health and Medical Sciences_Sixth Floor_6062.08 _ Workstation | WE-WE02-06-6062.08 | WE02-06-6062.08-Workstation | West End Health Precinct | WE | WE02 | AHMS - Adelaide Health and Medical Sciences | 06 | Sixth Floor | 6062.08 | 714 | Adelaide Microscopy | 714 | Adelaide Microscopy | 3.66 | Workstation | 1 | Office Space Group | 111 | Open Plan - Specific type not defined |  | Excellent | 912.39 | NO
West End Health Precinct_WE02-AHMS - Adelaide Health and Medical Sciences_Sixth Floor_6062.09 _ Workstation | WE-WE02-06-6062.09 | WE02-06-6062.09-Workstation | West End Health Precinct | WE | WE02 | AHMS - Adelaide Health and Medical Sciences | 06 | Sixth Floor | 6062.09 | 714 | Adelaide Microscopy | 714 | Adelaide Microscopy | 3.66 | Workstation | 1 | Office Space Group | 111 | Open Plan - Specific type not defined |  | Excellent | 912.39 | NO
West End Health Precinct_WE02-AHMS - Adelaide Health and Medical Sciences_Sixth Floor_6062.10 _ Workstation | WE-WE02-06-6062.10 | WE02-06-6062.10-Workstation | West End Health Precinct | WE | WE02 | AHMS - Adelaide Health and Medical Sciences | 06 | Sixth Floor | 6062.10 | 384 | Medicine | 384 | Adelaide Medical School | 3.66 | Workstation | 1 | Office Space Group | 111 | Open Plan - Specific type not defined |  | Excellent | 912.39 | NO
West End Health Precinct_WE02-AHMS - Adelaide Health and Medical Sciences_Sixth Floor_6062.11 _ Workstation | WE-WE02-06-6062.11 | WE02-06-6062.11-Workstation | West End Health Precinct | WE | WE02 | AHMS - Adelaide Health and Medical Sciences | 06 | Sixth Floor | 6062.11 | 384 | Medicine | 384 | Adelaide Medical School | 3.66 | Workstation | 1 | Office Space Group | 111 | Open Plan - Specific type not defined |  | Excellent | 912.39 | NO
West End Health Precinct_WE02-AHMS - Adelaide Health and Medical Sciences_Sixth Floor_6062.12 _ Workstation | WE-WE02-06-6062.12 | WE02-06-6062.12-Workstation | West End Health Precinct | WE | WE02 | AHMS - Adelaide Health and Medical Sciences | 06 | Sixth Floor | 6062.12 | 384 | Medicine | 384 | Adelaide Medical School | 2.75 | Workstation | 1 | Office Space Group | 111 | Open Plan - Specific type not defined |  | Excellent | 685.54 | NO
West End Health Precinct_WE02-AHMS - Adelaide Health and Medical Sciences_Sixth Floor_6062.13 _ Workstation | WE-WE02-06-6062.13 | WE02-06-6062.13-Workstation | West End Health Precinct | WE | WE02 | AHMS - Adelaide Health and Medical Sciences | 06 | Sixth Floor | 6062.13 | 384 | Medicine | 384 | Adelaide Medical School | 3.66 | Workstation | 1 | Office Space Group | 111 | Open Plan - Specific type not defined |  | Excellent | 912.39 | NO
West End Health Precinct_WE02-AHMS - Adelaide Health and Medical Sciences_Sixth Floor_6062.14 _ Workstation | WE-WE02-06-6062.14 | WE02-06-6062.14-Workstation | West End Health Precinct | WE | WE02 | AHMS - Adelaide Health and Medical Sciences | 06 | Sixth Floor | 6062.14 | 384 | Medicine | 384 | Adelaide Medical School | 3.66 | Workstation | 1 | Office Space Group | 111 | Open Plan - Specific type not defined |  | Excellent | 912.39 | NO
West End Health Precinct_WE02-AHMS - Adelaide Health and Medical Sciences_Sixth Floor_6062.15 _ Workstation | WE-WE02-06-6062.15 | WE02-06-6062.15-Workstation | West End Health Precinct | WE | WE02 | AHMS - Adelaide Health and Medical Sciences | 06 | Sixth Floor | 6062.15 | 384 | Medicine | 384 | Adelaide Medical School | 3.66 | Workstation | 1 | Office Space Group | 111 | Open Plan - Specific type not defined |  | Excellent | 912.39 | NO
West End Health Precinct_WE02-AHMS - Adelaide Health and Medical Sciences_Sixth Floor_6062.16 _ Workstation | WE-WE02-06-6062.16 | WE02-06-6062.16-Workstation | West End Health Precinct | WE | WE02 | AHMS - Adelaide Health and Medical Sciences | 06 | Sixth Floor | 6062.16 | 384 | Medicine | 384 | Adelaide Medical School | 3.66 | Workstation | 1 | Office Space Group | 111 | Open Plan - Specific type not defined |  | Excellent | 912.39 | NO
West End Health Precinct_WE02-AHMS - Adelaide Health and Medical Sciences_Sixth Floor_6062.17 _ Workstation | WE-WE02-06-6062.17 | WE02-06-6062.17-Workstation | West End Health Precinct | WE | WE02 | AHMS - Adelaide Health and Medical Sciences | 06 | Sixth Floor | 6062.17 | 384 | Medicine | 384 | Adelaide Medical School | 2.75 | Workstation | 1 | Office Space Group | 111 | Open Plan - Specific type not defined |  | Excellent | 685.54 | NO
West End Health Precinct_WE02-AHMS - Adelaide Health and Medical Sciences_Sixth Floor_6062.18 _ Workstation | WE-WE02-06-6062.18 | WE02-06-6062.18-Workstation | West End Health Precinct | WE | WE02 | AHMS - Adelaide Health and Medical Sciences | 06 | Sixth Floor | 6062.18 | 384 | Medicine | 384 | Adelaide Medical School | 3.66 | Workstation | 1 | Office Space Group | 111 | Open Plan - Specific type not defined |  | Excellent | 912.39 | NO
West End Health Precinct_WE02-AHMS - Adelaide Health and Medical Sciences_Sixth Floor_6062.19 _ Workstation | WE-WE02-06-6062.19 | WE02-06-6062.19-Workstation | West End Health Precinct | WE | WE02 | AHMS - Adelaide Health and Medical Sciences | 06 | Sixth Floor | 6062.19 | 384 | Medicine | 384 | Adelaide Medical School | 3.66 | Workstation | 1 | Office Space Group | 111 | Open Plan - Specific type not defined |  | Excellent | 912.39 | NO
West End Health Precinct_WE02-AHMS - Adelaide Health and Medical Sciences_Sixth Floor_6062.20 _ Workstation | WE-WE02-06-6062.20 | WE02-06-6062.20-Workstation | West End Health Precinct | WE | WE02 | AHMS - Adelaide Health and Medical Sciences | 06 | Sixth Floor | 6062.20 | 384 | Medicine | 384 | Adelaide Medical School | 3.66 | Workstation | 1 | Office Space Group | 111 | Open Plan - Specific type not defined |  | Excellent | 912.39 | NO
West End Health Precinct_WE02-AHMS - Adelaide Health and Medical Sciences_Sixth Floor_6062.21 _ Workstation | WE-WE02-06-6062.21 | WE02-06-6062.21-Workstation | West End Health Precinct | WE | WE02 | AHMS - Adelaide Health and Medical Sciences | 06 | Sixth Floor | 6062.21 | 384 | Medicine | 384 | Adelaide Medical School | 3.66 | Workstation | 1 | Office Space Group | 111 | Open Plan - Specific type not defined |  | Excellent | 912.39 | NO
West End Health Precinct_WE02-AHMS - Adelaide Health and Medical Sciences_Sixth Floor_6062.22 _ Workstation | WE-WE02-06-6062.22 | WE02-06-6062.22-Workstation | West End Health Precinct | WE | WE02 | AHMS - Adelaide Health and Medical Sciences | 06 | Sixth Floor | 6062.22 | 384 | Medicine | 384 | Adelaide Medical School | 2.78 | Workstation | 1 | Office Space Group | 111 | Open Plan - Specific type not defined |  | Excellent | 693.01 | NO
West End Health Precinct_WE02-AHMS - Adelaide Health and Medical Sciences_Sixth Floor_6062.23 _ Workstation | WE-WE02-06-6062.23 | WE02-06-6062.23-Workstation | West End Health Precinct | WE | WE02 | AHMS - Adelaide Health and Medical Sciences | 06 | Sixth Floor | 6062.23 | 384 | Medicine | 384 | Adelaide Medical School | 3.71 | Workstation | 1 | Office Space Group | 111 | Open Plan - Specific type not defined |  | Excellent | 924.85 | NO
West End Health Precinct_WE02-AHMS - Adelaide Health and Medical Sciences_Sixth Floor_6062.24 _ Workstation | WE-WE02-06-6062.24 | WE02-06-6062.24-Workstation | West End Health Precinct | WE | WE02 | AHMS - Adelaide Health and Medical Sciences | 06 | Sixth Floor | 6062.24 | 384 | Medicine | 384 | Adelaide Medical School | 3.71 | Workstation | 1 | Office Space Group | 111 | Open Plan - Specific type not defined |  | Excellent | 924.85 | NO
West End Health Precinct_WE02-AHMS - Adelaide Health and Medical Sciences_Sixth Floor_6062.25 _ Workstation | WE-WE02-06-6062.25 | WE02-06-6062.25-Workstation | West End Health Precinct | WE | WE02 | AHMS - Adelaide Health and Medical Sciences | 06 | Sixth Floor | 6062.25 | 384 | Medicine | 384 | Adelaide Medical School | 4.64 | Workstation | 1 | Office Space Group | 111 | Open Plan - Specific type not defined |  | Excellent | 1,156.69 | NO
West End Health Precinct_WE02-AHMS - Adelaide Health and Medical Sciences_Sixth Floor_6062.26 _ Workstation | WE-WE02-06-6062.26 | WE02-06-6062.26-Workstation | West End Health Precinct | WE | WE02 | AHMS - Adelaide Health and Medical Sciences | 06 | Sixth Floor | 6062.26 | 384 | Medicine | 384 | Adelaide Medical School | 4.19 | Workstation | 1 | Office Space Group | 111 | Open Plan - Specific type not defined |  | Excellent | 1,044.51 | NO
West End Health Precinct_WE02-AHMS - Adelaide Health and Medical Sciences_Sixth Floor_6062.27 _ Workstation | WE-WE02-06-6062.27 | WE02-06-6062.27-Workstation | West End Health Precinct | WE | WE02 | AHMS - Adelaide Health and Medical Sciences | 06 | Sixth Floor | 6062.27 | 384 | Medicine | 384 | Adelaide Medical School | 3.71 | Workstation | 1 | Office Space Group | 111 | Open Plan - Specific type not defined |  | Excellent | 924.85 | NO
West End Health Precinct_WE02-AHMS - Adelaide Health and Medical Sciences_Sixth Floor_6062.28 _ Workstation | WE-WE02-06-6062.28 | WE02-06-6062.28-Workstation | West End Health Precinct | WE | WE02 | AHMS - Adelaide Health and Medical Sciences | 06 | Sixth Floor | 6062.28 | 384 | Medicine | 384 | Adelaide Medical School | 5.58 | Workstation | 1 | Office Space Group | 111 | Open Plan - Specific type not defined |  | Excellent | 1,391.01 | NO
West End Health Precinct_WE02-AHMS - Adelaide Health and Medical Sciences_Sixth Floor_6062.29 _ Workstation | WE-WE02-06-6062.29 | WE02-06-6062.29-Workstation | West End Health Precinct | WE | WE02 | AHMS - Adelaide Health and Medical Sciences | 06 | Sixth Floor | 6062.29 | 384 | Medicine | 384 | Adelaide Medical School | 5.58 | Workstation | 1 | Office Space Group | 111 | Open Plan - Specific type not defined |  | Excellent | 1,391.01 | NO
West End Health Precinct_WE02-AHMS - Adelaide Health and Medical Sciences_Sixth Floor_6062.30 _ Workstation | WE-WE02-06-6062.30 | WE02-06-6062.30-Workstation | West End Health Precinct | WE | WE02 | AHMS - Adelaide Health and Medical Sciences | 06 | Sixth Floor | 6062.30 | 384 | Medicine | 384 | Adelaide Medical School | 5.58 | Workstation | 1 | Office Space Group | 111 | Open Plan - Specific type not defined |  | Excellent | 1,391.01 | NO
West End Health Precinct_WE02-AHMS - Adelaide Health and Medical Sciences_Sixth Floor_6062.31 _ Workstation | WE-WE02-06-6062.31 | WE02-06-6062.31-Workstation | West End Health Precinct | WE | WE02 | AHMS - Adelaide Health and Medical Sciences | 06 | Sixth Floor | 6062.31 | 384 | Medicine | 384 | Adelaide Medical School | 2.74 | Workstation | 1 | Office Space Group | 111 | Open Plan - Specific type not defined |  | Excellent | 683.04 | NO
West End Health Precinct_WE02-AHMS - Adelaide Health and Medical Sciences_Sixth Floor_6062.32 _ Workstation | WE-WE02-06-6062.32 | WE02-06-6062.32-Workstation | West End Health Precinct | WE | WE02 | AHMS - Adelaide Health and Medical Sciences | 06 | Sixth Floor | 6062.32 | 384 | Medicine | 384 | Adelaide Medical School | 2.75 | Workstation | 1 | Office Space Group | 111 | Open Plan - Specific type not defined |  | Excellent | 685.54 | NO
West End Health Precinct_WE02-AHMS - Adelaide Health and Medical Sciences_Sixth Floor_6062.33 _ Workstation | WE-WE02-06-6062.33 | WE02-06-6062.33-Workstation | West End Health Precinct | WE | WE02 | AHMS - Adelaide Health and Medical Sciences | 06 | Sixth Floor | 6062.33 | 384 | Medicine | 384 | Adelaide Medical School | 3.66 | Workstation | 1 | Office Space Group | 111 | Open Plan - Specific type not defined |  | Excellent | 912.39 | NO
West End Health Precinct_WE02-AHMS - Adelaide Health and Medical Sciences_Sixth Floor_6062.34 _ Workstation | WE-WE02-06-6062.34 | WE02-06-6062.34-Workstation | West End Health Precinct | WE | WE02 | AHMS - Adelaide Health and Medical Sciences | 06 | Sixth Floor | 6062.34 | 384 | Medicine | 384 | Adelaide Medical School | 3.66 | Workstation | 1 | Office Space Group | 111 | Open Plan - Specific type not defined |  | Excellent | 912.39 | NO
West End Health Precinct_WE02-AHMS - Adelaide Health and Medical Sciences_Sixth Floor_6062.35 _ Workstation | WE-WE02-06-6062.35 | WE02-06-6062.35-Workstation | West End Health Precinct | WE | WE02 | AHMS - Adelaide Health and Medical Sciences | 06 | Sixth Floor | 6062.35 | 384 | Medicine | 384 | Adelaide Medical School | 3.66 | Workstation | 1 | Office Space Group | 111 | Open Plan - Specific type not defined |  | Excellent | 912.39 | NO
West End Health Precinct_WE02-AHMS - Adelaide Health and Medical Sciences_Sixth Floor_6062.36 _ Workstation | WE-WE02-06-6062.36 | WE02-06-6062.36-Workstation | West End Health Precinct | WE | WE02 | AHMS - Adelaide Health and Medical Sciences | 06 | Sixth Floor | 6062.36 | 384 | Medicine | 384 | Adelaide Medical School | 2.74 | Workstation | 1 | Office Space Group | 111 | Open Plan - Specific type not defined |  | Excellent | 683.04 | NO
West End Health Precinct_WE02-AHMS - Adelaide Health and Medical Sciences_Sixth Floor_6062.37 _ Workstation | WE-WE02-06-6062.37 | WE02-06-6062.37-Workstation | West End Health Precinct | WE | WE02 | AHMS - Adelaide Health and Medical Sciences | 06 | Sixth Floor | 6062.37 | 384 | Medicine | 384 | Adelaide Medical School | 2.75 | Workstation | 1 | Office Space Group | 111 | Open Plan - Specific type not defined |  | Excellent | 685.54 | NO
West End Health Precinct_WE02-AHMS - Adelaide Health and Medical Sciences_Sixth Floor_6062.38 _ Workstation | WE-WE02-06-6062.38 | WE02-06-6062.38-Workstation | West End Health Precinct | WE | WE02 | AHMS - Adelaide Health and Medical Sciences | 06 | Sixth Floor | 6062.38 | 384 | Medicine | 384 | Adelaide Medical School | 3.66 | Workstation | 1 | Office Space Group | 111 | Open Plan - Specific type not defined |  | Excellent | 912.39 | NO
West End Health Precinct_WE02-AHMS - Adelaide Health and Medical Sciences_Sixth Floor_6062.39 _ Workstation | WE-WE02-06-6062.39 | WE02-06-6062.39-Workstation | West End Health Precinct | WE | WE02 | AHMS - Adelaide Health and Medical Sciences | 06 | Sixth Floor | 6062.39 | 384 | Medicine | 384 | Adelaide Medical School | 3.66 | Workstation | 1 | Office Space Group | 111 | Open Plan - Specific type not defined |  | Excellent | 912.39 | NO
West End Health Precinct_WE02-AHMS - Adelaide Health and Medical Sciences_Sixth Floor_6062.40 _ Workstation | WE-WE02-06-6062.40 | WE02-06-6062.40-Workstation | West End Health Precinct | WE | WE02 | AHMS - Adelaide Health and Medical Sciences | 06 | Sixth Floor | 6062.40 | 384 | Medicine | 384 | Adelaide Medical School | 3.66 | Workstation | 1 | Office Space Group | 111 | Open Plan - Specific type not defined |  | Excellent | 912.39 | NO
West End Health Precinct_WE02-AHMS - Adelaide Health and Medical Sciences_Sixth Floor_6062.41 _ Workstation | WE-WE02-06-6062.41 | WE02-06-6062.41-Workstation | West End Health Precinct | WE | WE02 | AHMS - Adelaide Health and Medical Sciences | 06 | Sixth Floor | 6062.41 | 384 | Medicine | 384 | Adelaide Medical School | 2.74 | Workstation | 1 | Office Space Group | 111 | Open Plan - Specific type not defined |  | Excellent | 683.04 | NO
West End Health Precinct_WE02-AHMS - Adelaide Health and Medical Sciences_Sixth Floor_6062.42 _ Workstation | WE-WE02-06-6062.42 | WE02-06-6062.42-Workstation | West End Health Precinct | WE | WE02 | AHMS - Adelaide Health and Medical Sciences | 06 | Sixth Floor | 6062.42 | 384 | Medicine | 384 | Adelaide Medical School | 2.75 | Workstation | 1 | Office Space Group | 111 | Open Plan - Specific type not defined |  | Excellent | 685.54 | NO
West End Health Precinct_WE02-AHMS - Adelaide Health and Medical Sciences_Sixth Floor_6062.43 _ Workstation | WE-WE02-06-6062.43 | WE02-06-6062.43-Workstation | West End Health Precinct | WE | WE02 | AHMS - Adelaide Health and Medical Sciences | 06 | Sixth Floor | 6062.43 | 384 | Medicine | 384 | Adelaide Medical School | 3.66 | Workstation | 1 | Office Space Group | 111 | Open Plan - Specific type not defined |  | Excellent | 912.39 | NO
West End Health Precinct_WE02-AHMS - Adelaide Health and Medical Sciences_Sixth Floor_6062.44 _ Workstation | WE-WE02-06-6062.44 | WE02-06-6062.44-Workstation | West End Health Precinct | WE | WE02 | AHMS - Adelaide Health and Medical Sciences | 06 | Sixth Floor | 6062.44 | 384 | Medicine | 384 | Adelaide Medical School | 3.66 | Workstation | 1 | Office Space Group | 111 | Open Plan - Specific type not defined |  | Excellent | 912.39 | NO
West End Health Precinct_WE02-AHMS - Adelaide Health and Medical Sciences_Sixth Floor_6062.45 _ Workstation | WE-WE02-06-6062.45 | WE02-06-6062.45-Workstation | West End Health Precinct | WE | WE02 | AHMS - Adelaide Health and Medical Sciences | 06 | Sixth Floor | 6062.45 | 384 | Medicine | 384 | Adelaide Medical School | 3.66 | Workstation | 1 | Office Space Group | 111 | Open Plan - Specific type not defined |  | Excellent | 912.39 | NO
West End Health Precinct_WE02-AHMS - Adelaide Health and Medical Sciences_Sixth Floor_6062.46 _ Workstation | WE-WE02-06-6062.46 | WE02-06-6062.46-Workstation | West End Health Precinct | WE | WE02 | AHMS - Adelaide Health and Medical Sciences | 06 | Sixth Floor | 6062.46 | 384 | Medicine | 384 | Adelaide Medical School | 3.69 | Workstation | 1 | Office Space Group | 111 | Open Plan - Specific type not defined |  | Excellent | 919.86 | NO
West End Health Precinct_WE02-AHMS - Adelaide Health and Medical Sciences_Sixth Floor_6062.47 _ Workstation | WE-WE02-06-6062.47 | WE02-06-6062.47-Workstation | West End Health Precinct | WE | WE02 | AHMS - Adelaide Health and Medical Sciences | 06 | Sixth Floor | 6062.47 | 384 | Medicine | 384 | Adelaide Medical School | 3.69 | Workstation | 1 | Office Space Group | 111 | Open Plan - Specific type not defined |  | Excellent | 919.86 | NO
West End Health Precinct_WE02-AHMS - Adelaide Health and Medical Sciences_Sixth Floor_6062.48 _ Workstation | WE-WE02-06-6062.48 | WE02-06-6062.48-Workstation | West End Health Precinct | WE | WE02 | AHMS - Adelaide Health and Medical Sciences | 06 | Sixth Floor | 6062.48 | 384 | Medicine | 384 | Adelaide Medical School | 3.66 | Workstation | 1 | Office Space Group | 111 | Open Plan - Specific type not defined |  | Excellent | 912.39 | NO
West End Health Precinct_WE02-AHMS - Adelaide Health and Medical Sciences_Sixth Floor_6062.49 _ Workstation | WE-WE02-06-6062.49 | WE02-06-6062.49-Workstation | West End Health Precinct | WE | WE02 | AHMS - Adelaide Health and Medical Sciences | 06 | Sixth Floor | 6062.49 | 384 | Medicine | 384 | Adelaide Medical School | 3.66 | Workstation | 1 | Office Space Group | 111 | Open Plan - Specific type not defined |  | Excellent | 912.39 | NO
West End Health Precinct_WE02-AHMS - Adelaide Health and Medical Sciences_Sixth Floor_6063 _ Corr. 3 | WE-WE02-06-6063 | WE02-06-6063-Corr. 3 | West End Health Precinct | WE | WE02 | AHMS - Adelaide Health and Medical Sciences | 06 | Sixth Floor | 6063 | 99939 | Unusable Spaces | 99939 | Unusable Spaces | 19.39 | Corr. 3 | 8 | Non Useable Floor Area Space Group | 805 | Non-usable - Circulation space |  | Excellent | 0.00 | NO
West End Health Precinct_WE02-AHMS - Adelaide Health and Medical Sciences_Sixth Floor_6064 _ Meeting 3 (3P) | WE-WE02-06-6064 | WE02-06-6064-Meeting 3 (3P) | West End Health Precinct | WE | WE02 | AHMS - Adelaide Health and Medical Sciences | 06 | Sixth Floor | 6064 | 384 | Medicine | 384 | Adelaide Medical School | 5.06 | Meeting 3 (3P) | 6 | General Facility Space Group | 601 | General Facility - Committee/Conference/Meeting room |  | Excellent | 1,412.75 | NO
West End Health Precinct_WE02-AHMS - Adelaide Health and Medical Sciences_Sixth Floor_6065 _ Meeting 4 (3P) | WE-WE02-06-6065 | WE02-06-6065-Meeting 4 (3P) | West End Health Precinct | WE | WE02 | AHMS - Adelaide Health and Medical Sciences | 06 | Sixth Floor | 6065 | 384 | Medicine | 384 | Adelaide Medical School | 5.19 | Meeting 4 (3P) | 6 | General Facility Space Group | 601 | General Facility - Committee/Conference/Meeting room |  | Excellent | 1,449.05 | NO
West End Health Precinct_WE02-AHMS - Adelaide Health and Medical Sciences_Sixth Floor_6066 _ Meeting 2 (6-8P) | WE-WE02-06-6066 | WE02-06-6066-Meeting 2 (6-8P) | West End Health Precinct | WE | WE02 | AHMS - Adelaide Health and Medical Sciences | 06 | Sixth Floor | 6066 | 384 | Medicine | 384 | Adelaide Medical School | 10.55 | Meeting 2 (6-8P) | 6 | General Facility Space Group | 601 | General Facility - Committee/Conference/Meeting room |  | Excellent | 2,945.56 | NO
West End Health Precinct_WE02-AHMS - Adelaide Health and Medical Sciences_Sixth Floor_6067 _ Office 5 | WE-WE02-06-6067 | WE02-06-6067-Office 5 | West End Health Precinct | WE | WE02 | AHMS - Adelaide Health and Medical Sciences | 06 | Sixth Floor | 6067 | 384 | Medicine | 384 | Adelaide Medical School | 10.63 | Office 5 | 1 | Office Space Group | 108 | Office - Professional/General Staff |  | Excellent | 2,649.91 | NO
West End Health Precinct_WE02-AHMS - Adelaide Health and Medical Sciences_Sixth Floor_6068 _ Office 6 | WE-WE02-06-6068 | WE02-06-6068-Office 6 | West End Health Precinct | WE | WE02 | AHMS - Adelaide Health and Medical Sciences | 06 | Sixth Floor | 6068 | 375 | Nursing | 375 | Adelaide Nursing School | 10.63 | Office 6 | 1 | Office Space Group | 108 | Office - Professional/General Staff |  | Excellent | 2,649.91 | NO
West End Health Precinct_WE02-AHMS - Adelaide Health and Medical Sciences_Sixth Floor_6069 _ Office 7 | WE-WE02-06-6069 | WE02-06-6069-Office 7 | West End Health Precinct | WE | WE02 | AHMS - Adelaide Health and Medical Sciences | 06 | Sixth Floor | 6069 | 384 | Medicine | 384 | Adelaide Medical School | 10.41 | Office 7 | 1 | Office Space Group | 108 | Office - Professional/General Staff |  | Excellent | 2,595.06 | NO
West End Health Precinct_WE02-AHMS - Adelaide Health and Medical Sciences_Sixth Floor_6070 _ Office 8 | WE-WE02-06-6070 | WE02-06-6070-Office 8 | West End Health Precinct | WE | WE02 | AHMS - Adelaide Health and Medical Sciences | 06 | Sixth Floor | 6070 | 384 | Medicine | 384 | Adelaide Medical School | 10.2 | Office 8 | 1 | Office Space Group | 108 | Office - Professional/General Staff |  | Excellent | 2,542.71 | NO
West End Health Precinct_WE02-AHMS - Adelaide Health and Medical Sciences_Sixth Floor_6071 _ Workstation - circulation | WE-WE02-06-6071 | WE02-06-6071-Workstation - circulation | West End Health Precinct | WE | WE02 | AHMS - Adelaide Health and Medical Sciences | 06 | Sixth Floor | 6071 | 384 | Medicine | 384 | Adelaide Medical School | 50.02 | Workstation - circulation | 1 | Office Space Group | 111 | Open Plan - Specific type not defined |  | Excellent | 12,469.27 | NO
West End Health Precinct_WE02-AHMS - Adelaide Health and Medical Sciences_Sixth Floor_6071.01 _ Workstation | WE-WE02-06-6071.01 | WE02-06-6071.01-Workstation | West End Health Precinct | WE | WE02 | AHMS - Adelaide Health and Medical Sciences | 06 | Sixth Floor | 6071.01 | 384 | Medicine | 384 | Adelaide Medical School | 2.7 | Workstation | 1 | Office Space Group | 111 | Open Plan - Specific type not defined |  | Excellent | 673.07 | NO
West End Health Precinct_WE02-AHMS - Adelaide Health and Medical Sciences_Sixth Floor_6071.02 _ Workstation | WE-WE02-06-6071.02 | WE02-06-6071.02-Workstation | West End Health Precinct | WE | WE02 | AHMS - Adelaide Health and Medical Sciences | 06 | Sixth Floor | 6071.02 | 384 | Medicine | 384 | Adelaide Medical School | 2.7 | Workstation | 1 | Office Space Group | 111 | Open Plan - Specific type not defined |  | Excellent | 673.07 | NO
West End Health Precinct_WE02-AHMS - Adelaide Health and Medical Sciences_Sixth Floor_6071.03 _ Workstation | WE-WE02-06-6071.03 | WE02-06-6071.03-Workstation | West End Health Precinct | WE | WE02 | AHMS - Adelaide Health and Medical Sciences | 06 | Sixth Floor | 6071.03 | 384 | Medicine | 384 | Adelaide Medical School | 3.6 | Workstation | 1 | Office Space Group | 111 | Open Plan - Specific type not defined |  | Excellent | 897.43 | NO
West End Health Precinct_WE02-AHMS - Adelaide Health and Medical Sciences_Sixth Floor_6071.04 _ Workstation | WE-WE02-06-6071.04 | WE02-06-6071.04-Workstation | West End Health Precinct | WE | WE02 | AHMS - Adelaide Health and Medical Sciences | 06 | Sixth Floor | 6071.04 | 384 | Medicine | 384 | Adelaide Medical School | 3.6 | Workstation | 1 | Office Space Group | 111 | Open Plan - Specific type not defined |  | Excellent | 897.43 | NO
West End Health Precinct_WE02-AHMS - Adelaide Health and Medical Sciences_Sixth Floor_6071.05 _ Workstation | WE-WE02-06-6071.05 | WE02-06-6071.05-Workstation | West End Health Precinct | WE | WE02 | AHMS - Adelaide Health and Medical Sciences | 06 | Sixth Floor | 6071.05 | 384 | Medicine | 384 | Adelaide Medical School | 2.7 | Workstation | 1 | Office Space Group | 111 | Open Plan - Specific type not defined |  | Excellent | 673.07 | NO
West End Health Precinct_WE02-AHMS - Adelaide Health and Medical Sciences_Sixth Floor_6071.06 _ Workstation | WE-WE02-06-6071.06 | WE02-06-6071.06-Workstation | West End Health Precinct | WE | WE02 | AHMS - Adelaide Health and Medical Sciences | 06 | Sixth Floor | 6071.06 | 384 | Medicine | 384 | Adelaide Medical School | 2.7 | Workstation | 1 | Office Space Group | 111 | Open Plan - Specific type not defined |  | Excellent | 673.07 | NO
West End Health Precinct_WE02-AHMS - Adelaide Health and Medical Sciences_Sixth Floor_6071.07 _ Workstation | WE-WE02-06-6071.07 | WE02-06-6071.07-Workstation | West End Health Precinct | WE | WE02 | AHMS - Adelaide Health and Medical Sciences | 06 | Sixth Floor | 6071.07 | 384 | Medicine | 384 | Adelaide Medical School | 3.6 | Workstation | 1 | Office Space Group | 111 | Open Plan - Specific type not defined |  | Excellent | 897.43 | NO
West End Health Precinct_WE02-AHMS - Adelaide Health and Medical Sciences_Sixth Floor_6071.08 _ Workstation | WE-WE02-06-6071.08 | WE02-06-6071.08-Workstation | West End Health Precinct | WE | WE02 | AHMS - Adelaide Health and Medical Sciences | 06 | Sixth Floor | 6071.08 | 384 | Medicine | 384 | Adelaide Medical School | 3.6 | Workstation | 1 | Office Space Group | 111 | Open Plan - Specific type not defined |  | Excellent | 897.43 | NO
West End Health Precinct_WE02-AHMS - Adelaide Health and Medical Sciences_Sixth Floor_6071.09 _ Workstation | WE-WE02-06-6071.09 | WE02-06-6071.09-Workstation | West End Health Precinct | WE | WE02 | AHMS - Adelaide Health and Medical Sciences | 06 | Sixth Floor | 6071.09 | 384 | Medicine | 384 | Adelaide Medical School | 2.7 | Workstation | 1 | Office Space Group | 111 | Open Plan - Specific type not defined |  | Excellent | 673.07 | NO
West End Health Precinct_WE02-AHMS - Adelaide Health and Medical Sciences_Sixth Floor_6071.10 _ Workstation | WE-WE02-06-6071.10 | WE02-06-6071.10-Workstation | West End Health Precinct | WE | WE02 | AHMS - Adelaide Health and Medical Sciences | 06 | Sixth Floor | 6071.10 | 384 | Medicine | 384 | Adelaide Medical School | 2.7 | Workstation | 1 | Office Space Group | 111 | Open Plan - Specific type not defined |  | Excellent | 673.07 | NO
West End Health Precinct_WE02-AHMS - Adelaide Health and Medical Sciences_Sixth Floor_6071.11 _ Workstation | WE-WE02-06-6071.11 | WE02-06-6071.11-Workstation | West End Health Precinct | WE | WE02 | AHMS - Adelaide Health and Medical Sciences | 06 | Sixth Floor | 6071.11 | 384 | Medicine | 384 | Adelaide Medical School | 3.6 | Workstation | 1 | Office Space Group | 111 | Open Plan - Specific type not defined |  | Excellent | 897.43 | NO
West End Health Precinct_WE02-AHMS - Adelaide Health and Medical Sciences_Sixth Floor_6071.12 _ Workstation | WE-WE02-06-6071.12 | WE02-06-6071.12-Workstation | West End Health Precinct | WE | WE02 | AHMS - Adelaide Health and Medical Sciences | 06 | Sixth Floor | 6071.12 | 384 | Medicine | 384 | Adelaide Medical School | 3.6 | Workstation | 1 | Office Space Group | 111 | Open Plan - Specific type not defined |  | Excellent | 897.43 | NO
West End Health Precinct_WE02-AHMS - Adelaide Health and Medical Sciences_Sixth Floor_6071.13 _ Workstation | WE-WE02-06-6071.13 | WE02-06-6071.13-Workstation | West End Health Precinct | WE | WE02 | AHMS - Adelaide Health and Medical Sciences | 06 | Sixth Floor | 6071.13 | 384 | Medicine | 384 | Adelaide Medical School | 2.7 | Workstation | 1 | Office Space Group | 111 | Open Plan - Specific type not defined |  | Excellent | 673.07 | NO
West End Health Precinct_WE02-AHMS - Adelaide Health and Medical Sciences_Sixth Floor_6071.14 _ Workstation | WE-WE02-06-6071.14 | WE02-06-6071.14-Workstation | West End Health Precinct | WE | WE02 | AHMS - Adelaide Health and Medical Sciences | 06 | Sixth Floor | 6071.14 | 384 | Medicine | 384 | Adelaide Medical School | 2.7 | Workstation | 1 | Office Space Group | 111 | Open Plan - Specific type not defined |  | Excellent | 673.07 | NO
West End Health Precinct_WE02-AHMS - Adelaide Health and Medical Sciences_Sixth Floor_6071.15 _ Workstation | WE-WE02-06-6071.15 | WE02-06-6071.15-Workstation | West End Health Precinct | WE | WE02 | AHMS - Adelaide Health and Medical Sciences | 06 | Sixth Floor | 6071.15 | 384 | Medicine | 384 | Adelaide Medical School | 3.6 | Workstation | 1 | Office Space Group | 111 | Open Plan - Specific type not defined |  | Excellent | 897.43 | NO
West End Health Precinct_WE02-AHMS - Adelaide Health and Medical Sciences_Sixth Floor_6071.16 _ Workstation | WE-WE02-06-6071.16 | WE02-06-6071.16-Workstation | West End Health Precinct | WE | WE02 | AHMS - Adelaide Health and Medical Sciences | 06 | Sixth Floor | 6071.16 | 384 | Medicine | 384 | Adelaide Medical School | 3.6 | Workstation | 1 | Office Space Group | 111 | Open Plan - Specific type not defined |  | Excellent | 897.43 | NO
West End Health Precinct_WE02-AHMS - Adelaide Health and Medical Sciences_Sixth Floor_6071.17 _ Workstation | WE-WE02-06-6071.17 | WE02-06-6071.17-Workstation | West End Health Precinct | WE | WE02 | AHMS - Adelaide Health and Medical Sciences | 06 | Sixth Floor | 6071.17 | 384 | Medicine | 384 | Adelaide Medical School | 3.71 | Workstation | 1 | Office Space Group | 111 | Open Plan - Specific type not defined |  | Excellent | 924.85 | NO
West End Health Precinct_WE02-AHMS - Adelaide Health and Medical Sciences_Sixth Floor_6071.18 _ Workstation | WE-WE02-06-6071.18 | WE02-06-6071.18-Workstation | West End Health Precinct | WE | WE02 | AHMS - Adelaide Health and Medical Sciences | 06 | Sixth Floor | 6071.18 | 384 | Medicine | 384 | Adelaide Medical School | 3.71 | Workstation | 1 | Office Space Group | 111 | Open Plan - Specific type not defined |  | Excellent | 924.85 | NO
West End Health Precinct_WE02-AHMS - Adelaide Health and Medical Sciences_Sixth Floor_6071.19 _ Workstation | WE-WE02-06-6071.19 | WE02-06-6071.19-Workstation | West End Health Precinct | WE | WE02 | AHMS - Adelaide Health and Medical Sciences | 06 | Sixth Floor | 6071.19 | 384 | Medicine | 384 | Adelaide Medical School | 3.71 | Workstation | 1 | Office Space Group | 111 | Open Plan - Specific type not defined |  | Excellent | 924.85 | NO
West End Health Precinct_WE02-AHMS - Adelaide Health and Medical Sciences_Sixth Floor_6071A _ Informal Work | WE-WE02-06-6071A | WE02-06-6071A-Informal Work | West End Health Precinct | WE | WE02 | AHMS - Adelaide Health and Medical Sciences | 06 | Sixth Floor | 6071A | 384 | Medicine | 384 | Adelaide Medical School | 5.81 | Informal Work | 1 | Office Space Group | 119 | Informal Work Space |  | Excellent | 1,448.35 | NO
West End Health Precinct_WE02-AHMS - Adelaide Health and Medical Sciences_Sixth Floor_6072 _ Foyer - West | WE-WE02-06-6072 | WE02-06-6072-Foyer - West | West End Health Precinct | WE | WE02 | AHMS - Adelaide Health and Medical Sciences | 06 | Sixth Floor | 6072 | 99939 | Unusable Spaces | 99939 | Unusable Spaces | 61.21 | Foyer - West | 8 | Non Useable Floor Area Space Group | 805 | Non-usable - Circulation space |  | Excellent | 0.00 | NO
West End Health Precinct_WE02-AHMS - Adelaide Health and Medical Sciences_Sixth Floor_6073 _ Corr. 4 | WE-WE02-06-6073 | WE02-06-6073-Corr. 4 | West End Health Precinct | WE | WE02 | AHMS - Adelaide Health and Medical Sciences | 06 | Sixth Floor | 6073 | 99939 | Unusable Spaces | 99939 | Unusable Spaces | 19.76 | Corr. 4 | 8 | Non Useable Floor Area Space Group | 805 | Non-usable - Circulation space |  | Excellent | 0.00 | NO
West End Health Precinct_WE02-AHMS - Adelaide Health and Medical Sciences_Sixth Floor_6073A _ Corr. | WE-WE02-06-6073A | WE02-06-6073A-Corr. | West End Health Precinct | WE | WE02 | AHMS - Adelaide Health and Medical Sciences | 06 | Sixth Floor | 6073A | 99939 | Unusable Spaces | 99939 | Unusable Spaces | 88 | Corr. | 8 | Non Useable Floor Area Space Group | 805 | Non-usable - Circulation space |  | Excellent | 0.00 | NO
West End Health Precinct_WE02-AHMS - Adelaide Health and Medical Sciences_Sixth Floor_6073B _ Seating | WE-WE02-06-6073B | WE02-06-6073B-Seating | West End Health Precinct | WE | WE02 | AHMS - Adelaide Health and Medical Sciences | 06 | Sixth Floor | 6073B | 384 | Medicine | 384 | Adelaide Medical School | 8.64 | Seating | 5 | Library, IT and Learning Space Group | 517 | Informal Learning | INFORMAL-PRIM-S | Excellent | 2,412.29 | NO
West End Health Precinct_WE02-AHMS - Adelaide Health and Medical Sciences_Sixth Floor_6074 _ Seating 1 | WE-WE02-06-6074 | WE02-06-6074-Seating 1 | West End Health Precinct | WE | WE02 | AHMS - Adelaide Health and Medical Sciences | 06 | Sixth Floor | 6074 | 384 | Medicine | 384 | Adelaide Medical School | 1.72 | Seating 1 | 5 | Library, IT and Learning Space Group | 517 | Informal Learning | INFORMAL-PRIM-S | Excellent | 480.22 | NO
West End Health Precinct_WE02-AHMS - Adelaide Health and Medical Sciences_Sixth Floor_6075 _ Secure Store | WE-WE02-06-6075 | WE02-06-6075-Secure Store | West End Health Precinct | WE | WE02 | AHMS - Adelaide Health and Medical Sciences | 06 | Sixth Floor | 6075 | 384 | Medicine | 384 | Adelaide Medical School | 4.79 | Secure Store | 4 | Ancillary Area Space Group | 419 | Ancillary Area - Store Room - Generic |  | Excellent | 1,050.79 | NO
West End Health Precinct_WE02-AHMS - Adelaide Health and Medical Sciences_Sixth Floor_6076 _ Elec | WE-WE02-06-6076 | WE02-06-6076-Elec | West End Health Precinct | WE | WE02 | AHMS - Adelaide Health and Medical Sciences | 06 | Sixth Floor | 6076 | 99939 | Unusable Spaces | 99939 | Unusable Spaces | 2.53 | Elec | 8 | Non Useable Floor Area Space Group | 840 | Non-usable - Service riser |  | Excellent | 0.00 | NO
West End Health Precinct_WE02-AHMS - Adelaide Health and Medical Sciences_Sixth Floor_6077 _ Tea Station 1 | WE-WE02-06-6077 | WE02-06-6077-Tea Station 1 | West End Health Precinct | WE | WE02 | AHMS - Adelaide Health and Medical Sciences | 06 | Sixth Floor | 6077 | 99939 | Unusable Spaces | 99939 | Unusable Spaces | 5.34 | Tea Station 1 | 6 | General Facility Space Group | 608 | General Facility - Kitchen/Servery/Food Storage |  | Excellent | 1,490.93 | NO
West End Health Precinct_WE02-AHMS - Adelaide Health and Medical Sciences_Sixth Floor_6078 _ VSR | WE-WE02-06-6078 | WE02-06-6078-VSR | West End Health Precinct | WE | WE02 | AHMS - Adelaide Health and Medical Sciences | 06 | Sixth Floor | 6078 | 99939 | Unusable Spaces | 99939 | Unusable Spaces | 0.89 | VSR | 8 | Non Useable Floor Area Space Group | 840 | Non-usable - Service riser |  | Excellent | 0.00 | NO
West End Health Precinct_WE02-AHMS - Adelaide Health and Medical Sciences_Sixth Floor_6079 _ Meeting - Informal | WE-WE02-06-6079 | WE02-06-6079-Meeting - Informal | West End Health Precinct | WE | WE02 | AHMS - Adelaide Health and Medical Sciences | 06 | Sixth Floor | 6079 | 384 | Medicine | 384 | Adelaide Medical School | 15.88 | Meeting - Informal | 1 | Office Space Group | 119 | Informal Work Space |  | Excellent | 3,958.66 | NO
West End Health Precinct_WE02-AHMS - Adelaide Health and Medical Sciences_Sixth Floor_6080 _ Utility 1 | WE-WE02-06-6080 | WE02-06-6080-Utility 1 | West End Health Precinct | WE | WE02 | AHMS - Adelaide Health and Medical Sciences | 06 | Sixth Floor | 6080 | 384 | Medicine | 384 | Adelaide Medical School | 3.73 | Utility 1 | 6 | General Facility Space Group | 603 | General Facility - Resource room |  | Excellent | 1,041.42 | NO
West End Health Precinct_WE02-AHMS - Adelaide Health and Medical Sciences_Sixth Floor_6080A _ Bins | WE-WE02-06-6080A | WE02-06-6080A-Bins | West End Health Precinct | WE | WE02 | AHMS - Adelaide Health and Medical Sciences | 06 | Sixth Floor | 6080A | 99939 | Unusable Spaces | 99939 | Unusable Spaces | 0.52 | Bins | 8 | Non Useable Floor Area Space Group | 841 | Non-usable - Waste management |  | Excellent | 0.00 | NO
West End Health Precinct_WE02-AHMS - Adelaide Health and Medical Sciences_Sixth Floor_6081 _ VSR | WE-WE02-06-6081 | WE02-06-6081-VSR | West End Health Precinct | WE | WE02 | AHMS - Adelaide Health and Medical Sciences | 06 | Sixth Floor | 6081 | 99939 | Unusable Spaces | 99939 | Unusable Spaces | 1.18 | VSR | 8 | Non Useable Floor Area Space Group | 840 | Non-usable - Service riser |  | Excellent | 0.00 | NO
West End Health Precinct_WE02-AHMS - Adelaide Health and Medical Sciences_Sixth Floor_6081A _ VSR | WE-WE02-06-6081A | WE02-06-6081A-VSR | West End Health Precinct | WE | WE02 | AHMS - Adelaide Health and Medical Sciences | 06 | Sixth Floor | 6081A | 99939 | Unusable Spaces | 99939 | Unusable Spaces | 0.8 | VSR | 8 | Non Useable Floor Area Space Group | 840 | Non-usable - Service riser |  | Excellent | 0.00 | NO
West End Health Precinct_WE02-AHMS - Adelaide Health and Medical Sciences_Sixth Floor_6081B _ VSR | WE-WE02-06-6081B | WE02-06-6081B-VSR | West End Health Precinct | WE | WE02 | AHMS - Adelaide Health and Medical Sciences | 06 | Sixth Floor | 6081B | 99939 | Unusable Spaces | 99939 | Unusable Spaces | 0.71 | VSR | 8 | Non Useable Floor Area Space Group | 840 | Non-usable - Service riser |  | Excellent | 0.00 | NO
West End Health Precinct_WE02-AHMS - Adelaide Health and Medical Sciences_Sixth Floor_6082 _ Utility 2 | WE-WE02-06-6082 | WE02-06-6082-Utility 2 | West End Health Precinct | WE | WE02 | AHMS - Adelaide Health and Medical Sciences | 06 | Sixth Floor | 6082 | 384 | Medicine | 384 | Adelaide Medical School | 4.64 | Utility 2 | 6 | General Facility Space Group | 603 | General Facility - Resource room |  | Excellent | 1,295.49 | NO
West End Health Precinct_WE02-AHMS - Adelaide Health and Medical Sciences_Sixth Floor_6082A _ VSR | WE-WE02-06-6082A | WE02-06-6082A-VSR | West End Health Precinct | WE | WE02 | AHMS - Adelaide Health and Medical Sciences | 06 | Sixth Floor | 6082A | 99939 | Unusable Spaces | 99939 | Unusable Spaces | 1.09 | VSR | 8 | Non Useable Floor Area Space Group | 840 | Non-usable - Service riser |  | Excellent | 0.00 | NO
West End Health Precinct_WE02-AHMS - Adelaide Health and Medical Sciences_Sixth Floor_6083 _ Tea Station 2 | WE-WE02-06-6083 | WE02-06-6083-Tea Station 2 | West End Health Precinct | WE | WE02 | AHMS - Adelaide Health and Medical Sciences | 06 | Sixth Floor | 6083 | 99939 | Unusable Spaces | 99939 | Unusable Spaces | 5.45 | Tea Station 2 | 6 | General Facility Space Group | 608 | General Facility - Kitchen/Servery/Food Storage |  | Excellent | 1,521.64 | NO
West End Health Precinct_WE02-AHMS - Adelaide Health and Medical Sciences_Sixth Floor_6084 _ Meeting - Informal | WE-WE02-06-6084 | WE02-06-6084-Meeting - Informal | West End Health Precinct | WE | WE02 | AHMS - Adelaide Health and Medical Sciences | 06 | Sixth Floor | 6084 | 384 | Medicine | 384 | Adelaide Medical School | 22.98 | Meeting - Informal | 1 | Office Space Group | 119 | Informal Work Space |  | Excellent | 5,728.59 | NO
West End Health Precinct_WE02-AHMS - Adelaide Health and Medical Sciences_Sixth Floor_6084A _ Compactus | WE-WE02-06-6084A | WE02-06-6084A-Compactus | West End Health Precinct | WE | WE02 | AHMS - Adelaide Health and Medical Sciences | 06 | Sixth Floor | 6084A | 384 | Medicine | 384 | Adelaide Medical School | 12.02 | Compactus | 4 | Ancillary Area Space Group | 419 | Ancillary Area - Store Room - Generic |  | Excellent | 2,636.84 | NO
West End Health Precinct_WE02-AHMS - Adelaide Health and Medical Sciences_Sixth Floor_6090 _ PCR [PC2-Cert] | WE-WE02-06-6090 | WE02-06-6090-PCR [PC2-Cert] | West End Health Precinct | WE | WE02 | AHMS - Adelaide Health and Medical Sciences | 06 | Sixth Floor | 6090 | 384 | Medicine | 384 | Adelaide Medical School | 28.57 | PCR [PC2-Cert] | 3 | Specialist Teaching or Research Space Group | 306 | Laboratory - Scientific/Medical/Engineering - WET - Postgraduate/Research | RATED - PC2 | Excellent | 9,472.38 | NO
West End Health Precinct_WE02-AHMS - Adelaide Health and Medical Sciences_Sixth Floor_6091 _ West Services Riser | WE-WE02-06-6091 | WE02-06-6091-West Services Riser | West End Health Precinct | WE | WE02 | AHMS - Adelaide Health and Medical Sciences | 06 | Sixth Floor | 6091 | 99939 | Unusable Spaces | 99939 | Unusable Spaces | 10.11 | West Services Riser | 8 | Non Useable Floor Area Space Group | 840 | Non-usable - Service riser |  | Excellent | 0.00 | NO
West End Health Precinct_WE02-AHMS - Adelaide Health and Medical Sciences_Sixth Floor_6092 _ +4 deg. Cool Room [PC2-Cert] | WE-WE02-06-6092 | WE02-06-6092-+4 deg. Cool Room [PC2-Cert] | West End Health Precinct | WE | WE02 | AHMS - Adelaide Health and Medical Sciences | 06 | Sixth Floor | 6092 | 384 | Medicine | 384 | Adelaide Medical School | 9.8 | +4 deg. Cool Room [PC2-Cert] | 4 | Ancillary Area Space Group | 405 | Ancillary Area - Constant Temperature/ Freezer/Cold/Warm Rooms | RATED - PC2 | Excellent | 2,149.84 | NO
West End Health Precinct_WE02-AHMS - Adelaide Health and Medical Sciences_Sixth Floor_6093 _ Confocal [PC2-Cert] | WE-WE02-06-6093 | WE02-06-6093-Confocal [PC2-Cert] | West End Health Precinct | WE | WE02 | AHMS - Adelaide Health and Medical Sciences | 06 | Sixth Floor | 6093 | 384 | Medicine | 384 | Adelaide Medical School | 23.12 | Confocal [PC2-Cert] | 3 | Specialist Teaching or Research Space Group | 306 | Laboratory - Scientific/Medical/Engineering - WET - Postgraduate/Research | RATED - PC2 | Excellent | 7,665.44 | NO
West End Health Precinct_WE02-AHMS - Adelaide Health and Medical Sciences_Sixth Floor_6094 _ Intravital [PC2-Cert] | WE-WE02-06-6094 | WE02-06-6094-Intravital [PC2-Cert] | West End Health Precinct | WE | WE02 | AHMS - Adelaide Health and Medical Sciences | 06 | Sixth Floor | 6094 | 384 | Medicine | 384 | Adelaide Medical School | 13.19 | Intravital [PC2-Cert] | 3 | Specialist Teaching or Research Space Group | 306 | Laboratory - Scientific/Medical/Engineering - WET - Postgraduate/Research | RATED - PC2 | Excellent | 4,373.15 | NO
West End Health Precinct_WE02-AHMS - Adelaide Health and Medical Sciences_Sixth Floor_6095 _ Live Cell [PC2-Cert] | WE-WE02-06-6095 | WE02-06-6095-Live Cell [PC2-Cert] | West End Health Precinct | WE | WE02 | AHMS - Adelaide Health and Medical Sciences | 06 | Sixth Floor | 6095 | 384 | Medicine | 384 | Adelaide Medical School | 12.05 | Live Cell [PC2-Cert] | 3 | Specialist Teaching or Research Space Group | 306 | Laboratory - Scientific/Medical/Engineering - WET - Postgraduate/Research | RATED - PC2 | Excellent | 3,995.18 | NO
West End Health Precinct_WE02-AHMS - Adelaide Health and Medical Sciences_Sixth Floor_6096 _ Microscopy 1 [PC2-Cert] | WE-WE02-06-6096 | WE02-06-6096-Microscopy 1 [PC2-Cert] | West End Health Precinct | WE | WE02 | AHMS - Adelaide Health and Medical Sciences | 06 | Sixth Floor | 6096 | 384 | Medicine | 384 | Adelaide Medical School | 12.91 | Microscopy 1 [PC2-Cert] | 3 | Specialist Teaching or Research Space Group | 306 | Laboratory - Scientific/Medical/Engineering - WET - Postgraduate/Research | RATED - PC2 | Excellent | 4,280.31 | NO
West End Health Precinct_WE02-AHMS - Adelaide Health and Medical Sciences_Sixth Floor_6097 _ Laser Dissection [PC2-Cert] | WE-WE02-06-6097 | WE02-06-6097-Laser Dissection [PC2-Cert] | West End Health Precinct | WE | WE02 | AHMS - Adelaide Health and Medical Sciences | 06 | Sixth Floor | 6097 | 384 | Medicine | 384 | Adelaide Medical School | 4.89 | Laser Dissection [PC2-Cert] | 3 | Specialist Teaching or Research Space Group | 306 | Laboratory - Scientific/Medical/Engineering - WET - Postgraduate/Research | RATED - PC2 | Excellent | 1,621.28 | NO
West End Health Precinct_WE02-AHMS - Adelaide Health and Medical Sciences_Sixth Floor_6098 _ Fluorescent [PC2-Cert] | WE-WE02-06-6098 | WE02-06-6098-Fluorescent [PC2-Cert] | West End Health Precinct | WE | WE02 | AHMS - Adelaide Health and Medical Sciences | 06 | Sixth Floor | 6098 | 384 | Medicine | 384 | Adelaide Medical School | 5.15 | Fluorescent [PC2-Cert] | 3 | Specialist Teaching or Research Space Group | 306 | Laboratory - Scientific/Medical/Engineering - WET - Postgraduate/Research | RATED - PC2 | Excellent | 1,707.48 | NO
West End Health Precinct_WE02-AHMS - Adelaide Health and Medical Sciences_Sixth Floor_6099 _ Scanners [PC2-Cert] | WE-WE02-06-6099 | WE02-06-6099-Scanners [PC2-Cert] | West End Health Precinct | WE | WE02 | AHMS - Adelaide Health and Medical Sciences | 06 | Sixth Floor | 6099 | 384 | Medicine | 384 | Adelaide Medical School | 5.17 | Scanners [PC2-Cert] | 3 | Specialist Teaching or Research Space Group | 306 | Laboratory - Scientific/Medical/Engineering - WET - Postgraduate/Research | RATED - PC2 | Excellent | 1,714.11 | NO
West End Health Precinct_WE02-AHMS - Adelaide Health and Medical Sciences_Sixth Floor_6100 _ Entry 2 | WE-WE02-06-6100 | WE02-06-6100-Entry 2 | West End Health Precinct | WE | WE02 | AHMS - Adelaide Health and Medical Sciences | 06 | Sixth Floor | 6100 | 99939 | Unusable Spaces | 99939 | Unusable Spaces | 13.18 | Entry 2 | 8 | Non Useable Floor Area Space Group | 805 | Non-usable - Circulation space |  | Excellent | 0.00 | NO
West End Health Precinct_WE02-AHMS - Adelaide Health and Medical Sciences_Sixth Floor_6101 _ Invivo Room 1 [PC2-Cert] | WE-WE02-06-6101 | WE02-06-6101-Invivo Room 1 [PC2-Cert] | West End Health Precinct | WE | WE02 | AHMS - Adelaide Health and Medical Sciences | 06 | Sixth Floor | 6101 | 384 | Medicine | 384 | Adelaide Medical School | 8.59 | Invivo Room 1 [PC2-Cert] | 3 | Specialist Teaching or Research Space Group | 306 | Laboratory - Scientific/Medical/Engineering - WET - Postgraduate/Research | RATED - PC2 | Excellent | 2,848.01 | NO
West End Health Precinct_WE02-AHMS - Adelaide Health and Medical Sciences_Sixth Floor_6102 _ Invivo Room 2 [PC2-Cert] | WE-WE02-06-6102 | WE02-06-6102-Invivo Room 2 [PC2-Cert] | West End Health Precinct | WE | WE02 | AHMS - Adelaide Health and Medical Sciences | 06 | Sixth Floor | 6102 | 384 | Medicine | 384 | Adelaide Medical School | 11.15 | Invivo Room 2 [PC2-Cert] | 3 | Specialist Teaching or Research Space Group | 306 | Laboratory - Scientific/Medical/Engineering - WET - Postgraduate/Research | RATED - PC2 | Excellent | 3,696.78 | NO
West End Health Precinct_WE02-AHMS - Adelaide Health and Medical Sciences_Sixth Floor_6103 _ Flow Cytometry [PC2-Cert] | WE-WE02-06-6103 | WE02-06-6103-Flow Cytometry [PC2-Cert] | West End Health Precinct | WE | WE02 | AHMS - Adelaide Health and Medical Sciences | 06 | Sixth Floor | 6103 | 384 | Medicine | 384 | Adelaide Medical School | 19.6 | Flow Cytometry [PC2-Cert] | 3 | Specialist Teaching or Research Space Group | 306 | Laboratory - Scientific/Medical/Engineering - WET - Postgraduate/Research | RATED - PC2 | Excellent | 6,498.38 | NO
West End Health Precinct_WE02-AHMS - Adelaide Health and Medical Sciences_Sixth Floor_6104 _ Entry / Store | WE-WE02-06-6104 | WE02-06-6104-Entry / Store | West End Health Precinct | WE | WE02 | AHMS - Adelaide Health and Medical Sciences | 06 | Sixth Floor | 6104 | 384 | Medicine | 384 | Adelaide Medical School | 20.42 | Entry / Store | 4 | Ancillary Area Space Group | 419 | Ancillary Area - Store Room - Generic |  | Excellent | 4,479.57 | NO
West End Health Precinct_WE02-AHMS - Adelaide Health and Medical Sciences_Sixth Floor_6106 _ Comms | WE-WE02-06-6106 | WE02-06-6106-Comms | West End Health Precinct | WE | WE02 | AHMS - Adelaide Health and Medical Sciences | 06 | Sixth Floor | 6106 | 99939 | Unusable Spaces | 99939 | Unusable Spaces | 16.62 | Comms | 8 | Non Useable Floor Area Space Group | 812 | Non-usable - Comms/network system/Telephone/PABX |  | Excellent | 0.00 | NO
West End Health Precinct_WE02-AHMS - Adelaide Health and Medical Sciences_Sixth Floor_6107 _ Level C Analytical [PC2-Cert] | WE-WE02-06-6107 | WE02-06-6107-Level C Analytical [PC2-Cert] | West End Health Precinct | WE | WE02 | AHMS - Adelaide Health and Medical Sciences | 06 | Sixth Floor | 6107 | 384 | Medicine | 384 | Adelaide Medical School | 33.66 | Level C Analytical [PC2-Cert] | 3 | Specialist Teaching or Research Space Group | 306 | Laboratory - Scientific/Medical/Engineering - WET - Postgraduate/Research | RATED - PC2 | Excellent | 11,159.97 | NO
West End Health Precinct_WE02-AHMS - Adelaide Health and Medical Sciences_Sixth Floor_6108 _ Shared Equipment [PC2-Cert] | WE-WE02-06-6108 | WE02-06-6108-Shared Equipment [PC2-Cert] | West End Health Precinct | WE | WE02 | AHMS - Adelaide Health and Medical Sciences | 06 | Sixth Floor | 6108 | 384 | Medicine | 384 | Adelaide Medical School | 15.48 | Shared Equipment [PC2-Cert] | 4 | Ancillary Area Space Group | 419 | Ancillary Area - Store Room - Generic | RATED - PC2 | Excellent | 3,395.87 | NO
West End Health Precinct_WE02-AHMS - Adelaide Health and Medical Sciences_Sixth Floor_6109 _ -80 deg. Freezer Room [PC2-Cert] | WE-WE02-06-6109 | WE02-06-6109--80 deg. Freezer Room [PC2-Cert] | West End Health Precinct | WE | WE02 | AHMS - Adelaide Health and Medical Sciences | 06 | Sixth Floor | 6109 | 384 | Medicine | 384 | Adelaide Medical School | 15.77 | -80 deg. Freezer Room [PC2-Cert] | 4 | Ancillary Area Space Group | 405 | Ancillary Area - Constant Temperature/ Freezer/Cold/Warm Rooms | RATED - PC2 | Excellent | 3,459.49 | NO
West End Health Precinct_WE02-AHMS - Adelaide Health and Medical Sciences_Sixth Floor_6110 _ East Services Riser | WE-WE02-06-6110 | WE02-06-6110-East Services Riser | West End Health Precinct | WE | WE02 | AHMS - Adelaide Health and Medical Sciences | 06 | Sixth Floor | 6110 | 99939 | Unusable Spaces | 99939 | Unusable Spaces | 10.54 | East Services Riser | 8 | Non Useable Floor Area Space Group | 840 | Non-usable - Service riser |  | Excellent | 0.00 | NO
West End Health Precinct_WE02-AHMS - Adelaide Health and Medical Sciences_Sixth Floor_6111 _ Gas Manifold | WE-WE02-06-6111 | WE02-06-6111-Gas Manifold | West End Health Precinct | WE | WE02 | AHMS - Adelaide Health and Medical Sciences | 06 | Sixth Floor | 6111 | 99939 | Unusable Spaces | 99939 | Unusable Spaces | 3.65 | Gas Manifold | 8 | Non Useable Floor Area Space Group | 840 | Non-usable - Service riser |  | Excellent | 0.00 | NO
West End Health Precinct_WE02-AHMS - Adelaide Health and Medical Sciences_Sixth Floor_6112 _ Elec | WE-WE02-06-6112 | WE02-06-6112-Elec | West End Health Precinct | WE | WE02 | AHMS - Adelaide Health and Medical Sciences | 06 | Sixth Floor | 6112 | 99939 | Unusable Spaces | 99939 | Unusable Spaces | 2.79 | Elec | 8 | Non Useable Floor Area Space Group | 840 | Non-usable - Service riser |  | Excellent | 0.00 | NO
West End Health Precinct_WE02-AHMS - Adelaide Health and Medical Sciences_Sixth Floor_6113 _ Foyer - East | WE-WE02-06-6113 | WE02-06-6113-Foyer - East | West End Health Precinct | WE | WE02 | AHMS - Adelaide Health and Medical Sciences | 06 | Sixth Floor | 6113 | 99939 | Unusable Spaces | 99939 | Unusable Spaces | 21.3 | Foyer - East | 8 | Non Useable Floor Area Space Group | 805 | Non-usable - Circulation space |  | Excellent | 0.00 | NO
West End Health Precinct_WE02-AHMS - Adelaide Health and Medical Sciences_Sixth Floor_6114 _ Entry 1 | WE-WE02-06-6114 | WE02-06-6114-Entry 1 | West End Health Precinct | WE | WE02 | AHMS - Adelaide Health and Medical Sciences | 06 | Sixth Floor | 6114 | 99939 | Unusable Spaces | 99939 | Unusable Spaces | 55.48 | Entry 1 | 8 | Non Useable Floor Area Space Group | 805 | Non-usable - Circulation space |  | Excellent | 0.00 | NO
West End Health Precinct_WE02-AHMS - Adelaide Health and Medical Sciences_Sixth Floor_6115 _ Tissue Culture 1 [PC2-Cert] | WE-WE02-06-6115 | WE02-06-6115-Tissue Culture 1 [PC2-Cert] | West End Health Precinct | WE | WE02 | AHMS - Adelaide Health and Medical Sciences | 06 | Sixth Floor | 6115 | 384 | Medicine | 384 | Adelaide Medical School | 71.6 | Tissue Culture 1 [PC2-Cert] | 3 | Specialist Teaching or Research Space Group | 306 | Laboratory - Scientific/Medical/Engineering - WET - Postgraduate/Research | RATED - PC2 | Excellent | 23,738.98 | NO
West End Health Precinct_WE02-AHMS - Adelaide Health and Medical Sciences_Sixth Floor_6116 _ Microscopy 2 [PC2-Cert] | WE-WE02-06-6116 | WE02-06-6116-Microscopy 2 [PC2-Cert] | West End Health Precinct | WE | WE02 | AHMS - Adelaide Health and Medical Sciences | 06 | Sixth Floor | 6116 | 384 | Medicine | 384 | Adelaide Medical School | 6.07 | Microscopy 2 [PC2-Cert] | 3 | Specialist Teaching or Research Space Group | 306 | Laboratory - Scientific/Medical/Engineering - WET - Postgraduate/Research | RATED - PC2 | Excellent | 2,012.51 | NO
West End Health Precinct_WE02-AHMS - Adelaide Health and Medical Sciences_Sixth Floor_6117 _ Laboratory - Reproductive, Pregn [PC2-Cert] | WE-WE02-06-6117 | WE02-06-6117-Laboratory - Reproductive, Pregn [PC2-Cert] | West End Health Precinct | WE | WE02 | AHMS - Adelaide Health and Medical Sciences | 06 | Sixth Floor | 6117 | 384 | Medicine | 384 | Adelaide Medical School | 248.79 | Laboratory - Reproductive, Pregn [PC2-Cert] | 3 | Specialist Teaching or Research Space Group | 306 | Laboratory - Scientific/Medical/Engineering - WET - Postgraduate/Research | RATED - PC2 | Excellent | 82,486.33 | NO
West End Health Precinct_WE02-AHMS - Adelaide Health and Medical Sciences_Sixth Floor_6118 _ Entry 3 | WE-WE02-06-6118 | WE02-06-6118-Entry 3 | West End Health Precinct | WE | WE02 | AHMS - Adelaide Health and Medical Sciences | 06 | Sixth Floor | 6118 | 99939 | Unusable Spaces | 99939 | Unusable Spaces | 34.78 | Entry 3 | 8 | Non Useable Floor Area Space Group | 805 | Non-usable - Circulation space |  | Excellent | 0.00 | NO
West End Health Precinct_WE02-AHMS - Adelaide Health and Medical Sciences_Sixth Floor_6118A _ Bins | WE-WE02-06-6118A | WE02-06-6118A-Bins | West End Health Precinct | WE | WE02 | AHMS - Adelaide Health and Medical Sciences | 06 | Sixth Floor | 6118A | 99939 | Unusable Spaces | 99939 | Unusable Spaces | 0.92 | Bins | 8 | Non Useable Floor Area Space Group | 841 | Non-usable - Waste management |  | Excellent | 0.00 | NO
West End Health Precinct_WE02-AHMS - Adelaide Health and Medical Sciences_Sixth Floor_6118B _ Bins | WE-WE02-06-6118B | WE02-06-6118B-Bins | West End Health Precinct | WE | WE02 | AHMS - Adelaide Health and Medical Sciences | 06 | Sixth Floor | 6118B | 99939 | Unusable Spaces | 99939 | Unusable Spaces | 1.2 | Bins | 8 | Non Useable Floor Area Space Group | 841 | Non-usable - Waste management |  | Excellent | 0.00 | NO
West End Health Precinct_WE02-AHMS - Adelaide Health and Medical Sciences_Sixth Floor_6119 _ Microscopy 3 [PC2-Cert] | WE-WE02-06-6119 | WE02-06-6119-Microscopy 3 [PC2-Cert] | West End Health Precinct | WE | WE02 | AHMS - Adelaide Health and Medical Sciences | 06 | Sixth Floor | 6119 | 384 | Medicine | 384 | Adelaide Medical School | 8.08 | Microscopy 3 [PC2-Cert] | 3 | Specialist Teaching or Research Space Group | 306 | Laboratory - Scientific/Medical/Engineering - WET - Postgraduate/Research | RATED - PC2 | Excellent | 2,678.92 | NO
West End Health Precinct_WE02-AHMS - Adelaide Health and Medical Sciences_Sixth Floor_6120 _ Tissue Culture 2 [PC2-Cert] | WE-WE02-06-6120 | WE02-06-6120-Tissue Culture 2 [PC2-Cert] | West End Health Precinct | WE | WE02 | AHMS - Adelaide Health and Medical Sciences | 06 | Sixth Floor | 6120 | 384 | Medicine | 384 | Adelaide Medical School | 45.36 | Tissue Culture 2 [PC2-Cert] | 3 | Specialist Teaching or Research Space Group | 306 | Laboratory - Scientific/Medical/Engineering - WET - Postgraduate/Research | RATED - PC2 | Excellent | 15,039.11 | NO
West End Health Precinct_WE02-AHMS - Adelaide Health and Medical Sciences_Seventh Floor_7001 _ West Edgescape | WE-WE02-07-7001 | WE02-07-7001-West Edgescape | West End Health Precinct | WE | WE02 | AHMS - Adelaide Health and Medical Sciences | 07 | Seventh Floor | 7001 | 99939 | Unusable Spaces | 99939 | Unusable Spaces | 49.71 | West Edgescape | 6 | General Facility Space Group | 604 | General Facility - Common Room General Access |  | Excellent | 13,879.03 | NO
West End Health Precinct_WE02-AHMS - Adelaide Health and Medical Sciences_Seventh Floor_7002 _ Plantroom - West | WE-WE02-07-7002 | WE02-07-7002-Plantroom - West | West End Health Precinct | WE | WE02 | AHMS - Adelaide Health and Medical Sciences | 07 | Seventh Floor | 7002 | 99939 | Unusable Spaces | 99939 | Unusable Spaces | 51.91 | Plantroom - West | 8 | Non Useable Floor Area Space Group | 810 | Non-usable - Mechanical plant room |  | Excellent | 0.00 | NO
West End Health Precinct_WE02-AHMS - Adelaide Health and Medical Sciences_Seventh Floor_7003 _ A/L | WE-WE02-07-7003 | WE02-07-7003-A/L | West End Health Precinct | WE | WE02 | AHMS - Adelaide Health and Medical Sciences | 07 | Seventh Floor | 7003 | 99939 | Unusable Spaces | 99939 | Unusable Spaces | 12.05 | A/L | 8 | Non Useable Floor Area Space Group | 805 | Non-usable - Circulation space |  | Excellent | 0.00 | NO
West End Health Precinct_WE02-AHMS - Adelaide Health and Medical Sciences_Seventh Floor_7007 _ Lift Lobby - West | WE-WE02-07-7007 | WE02-07-7007-Lift Lobby - West | West End Health Precinct | WE | WE02 | AHMS - Adelaide Health and Medical Sciences | 07 | Seventh Floor | 7007 | 99939 | Unusable Spaces | 99939 | Unusable Spaces | 27.34 | Lift Lobby - West | 8 | Non Useable Floor Area Space Group | 805 | Non-usable - Circulation space |  | Excellent | 0.00 | NO
West End Health Precinct_WE02-AHMS - Adelaide Health and Medical Sciences_Seventh Floor_7008 _ VSR | WE-WE02-07-7008 | WE02-07-7008-VSR | West End Health Precinct | WE | WE02 | AHMS - Adelaide Health and Medical Sciences | 07 | Seventh Floor | 7008 | 99939 | Unusable Spaces | 99939 | Unusable Spaces | 4.88 | VSR | 8 | Non Useable Floor Area Space Group | 840 | Non-usable - Service riser |  | Excellent | 0.00 | NO
West End Health Precinct_WE02-AHMS - Adelaide Health and Medical Sciences_Seventh Floor_7012 _ Hyd | WE-WE02-07-7012 | WE02-07-7012-Hyd | West End Health Precinct | WE | WE02 | AHMS - Adelaide Health and Medical Sciences | 07 | Seventh Floor | 7012 | 99939 | Unusable Spaces | 99939 | Unusable Spaces | 3.5 | Hyd | 8 | Non Useable Floor Area Space Group | 840 | Non-usable - Service riser |  | Excellent | 0.00 | NO
West End Health Precinct_WE02-AHMS - Adelaide Health and Medical Sciences_Seventh Floor_7013 _ WC - F 1 | WE-WE02-07-7013 | WE02-07-7013-WC - F 1 | West End Health Precinct | WE | WE02 | AHMS - Adelaide Health and Medical Sciences | 07 | Seventh Floor | 7013 | 99939 | Unusable Spaces | 99939 | Unusable Spaces | 18.24 | WC - F 1 | 8 | Non Useable Floor Area Space Group | 820 | Non-usable - Toilets/Amenities - Female |  | Excellent | 0.00 | NO
West End Health Precinct_WE02-AHMS - Adelaide Health and Medical Sciences_Seventh Floor_7014 _ WC - Access | WE-WE02-07-7014 | WE02-07-7014-WC - Access | West End Health Precinct | WE | WE02 | AHMS - Adelaide Health and Medical Sciences | 07 | Seventh Floor | 7014 | 99939 | Unusable Spaces | 99939 | Unusable Spaces | 5.27 | WC - Access | 8 | Non Useable Floor Area Space Group | 818 | Non-usable - Toilets/Amenities - Unisex Accessible |  | Excellent | 0.00 | NO
West End Health Precinct_WE02-AHMS - Adelaide Health and Medical Sciences_Seventh Floor_7014A _ VSR | WE-WE02-07-7014A | WE02-07-7014A-VSR | West End Health Precinct | WE | WE02 | AHMS - Adelaide Health and Medical Sciences | 07 | Seventh Floor | 7014A | 99939 | Unusable Spaces | 99939 | Unusable Spaces | 0.58 | VSR | 8 | Non Useable Floor Area Space Group | 840 | Non-usable - Service riser |  | Excellent | 0.00 | NO
West End Health Precinct_WE02-AHMS - Adelaide Health and Medical Sciences_Seventh Floor_7015 _ A/L - F 1 | WE-WE02-07-7015 | WE02-07-7015-A/L - F 1 | West End Health Precinct | WE | WE02 | AHMS - Adelaide Health and Medical Sciences | 07 | Seventh Floor | 7015 | 99939 | Unusable Spaces | 99939 | Unusable Spaces | 2.23 | A/L - F 1 | 8 | Non Useable Floor Area Space Group | 820 | Non-usable - Toilets/Amenities - Female |  | Excellent | 0.00 | NO
West End Health Precinct_WE02-AHMS - Adelaide Health and Medical Sciences_Seventh Floor_7016 _ Circ. | WE-WE02-07-7016 | WE02-07-7016-Circ. | West End Health Precinct | WE | WE02 | AHMS - Adelaide Health and Medical Sciences | 07 | Seventh Floor | 7016 | 99939 | Unusable Spaces | 99939 | Unusable Spaces | 11.54 | Circ. | 8 | Non Useable Floor Area Space Group | 805 | Non-usable - Circulation space |  | Excellent | 0.00 | NO
West End Health Precinct_WE02-AHMS - Adelaide Health and Medical Sciences_Seventh Floor_7017 _ Elec | WE-WE02-07-7017 | WE02-07-7017-Elec | West End Health Precinct | WE | WE02 | AHMS - Adelaide Health and Medical Sciences | 07 | Seventh Floor | 7017 | 99939 | Unusable Spaces | 99939 | Unusable Spaces | 2.12 | Elec | 8 | Non Useable Floor Area Space Group | 840 | Non-usable - Service riser |  | Excellent | 0.00 | NO
West End Health Precinct_WE02-AHMS - Adelaide Health and Medical Sciences_Seventh Floor_7018 _ VSR | WE-WE02-07-7018 | WE02-07-7018-VSR | West End Health Precinct | WE | WE02 | AHMS - Adelaide Health and Medical Sciences | 07 | Seventh Floor | 7018 | 99939 | Unusable Spaces | 99939 | Unusable Spaces | 0.66 | VSR | 8 | Non Useable Floor Area Space Group | 840 | Non-usable - Service riser |  | Excellent | 0.00 | NO
West End Health Precinct_WE02-AHMS - Adelaide Health and Medical Sciences_Seventh Floor_7019 _ WC - M 1 | WE-WE02-07-7019 | WE02-07-7019-WC - M 1 | West End Health Precinct | WE | WE02 | AHMS - Adelaide Health and Medical Sciences | 07 | Seventh Floor | 7019 | 99939 | Unusable Spaces | 99939 | Unusable Spaces | 17.69 | WC - M 1 | 8 | Non Useable Floor Area Space Group | 821 | Non-usable - Toilets/Amenities - Male |  | Excellent | 0.00 | NO
West End Health Precinct_WE02-AHMS - Adelaide Health and Medical Sciences_Seventh Floor_7020 _ A/L - M 1 | WE-WE02-07-7020 | WE02-07-7020-A/L - M 1 | West End Health Precinct | WE | WE02 | AHMS - Adelaide Health and Medical Sciences | 07 | Seventh Floor | 7020 | 99939 | Unusable Spaces | 99939 | Unusable Spaces | 2.2 | A/L - M 1 | 8 | Non Useable Floor Area Space Group | 821 | Non-usable - Toilets/Amenities - Male |  | Excellent | 0.00 | NO
West End Health Precinct_WE02-AHMS - Adelaide Health and Medical Sciences_Seventh Floor_7021 _ Cleaner 1 | WE-WE02-07-7021 | WE02-07-7021-Cleaner 1 | West End Health Precinct | WE | WE02 | AHMS - Adelaide Health and Medical Sciences | 07 | Seventh Floor | 7021 | 99939 | Unusable Spaces | 99939 | Unusable Spaces | 1.73 | Cleaner 1 | 8 | Non Useable Floor Area Space Group | 806 | Non-usable - Cleaners room |  | Excellent | 0.00 | NO
West End Health Precinct_WE02-AHMS - Adelaide Health and Medical Sciences_Seventh Floor_7022 _ Comms | WE-WE02-07-7022 | WE02-07-7022-Comms | West End Health Precinct | WE | WE02 | AHMS - Adelaide Health and Medical Sciences | 07 | Seventh Floor | 7022 | 99939 | Unusable Spaces | 99939 | Unusable Spaces | 1.43 | Comms | 8 | Non Useable Floor Area Space Group | 812 | Non-usable - Comms/network system/Telephone/PABX |  | Excellent | 0.00 | NO
West End Health Precinct_WE02-AHMS - Adelaide Health and Medical Sciences_Seventh Floor_7024 _ VSR | WE-WE02-07-7024 | WE02-07-7024-VSR | West End Health Precinct | WE | WE02 | AHMS - Adelaide Health and Medical Sciences | 07 | Seventh Floor | 7024 | 99939 | Unusable Spaces | 99939 | Unusable Spaces | 1.37 | VSR | 8 | Non Useable Floor Area Space Group | 840 | Non-usable - Service riser |  | Excellent | 0.00 | NO
West End Health Precinct_WE02-AHMS - Adelaide Health and Medical Sciences_Seventh Floor_7025 _ Fire | WE-WE02-07-7025 | WE02-07-7025-Fire | West End Health Precinct | WE | WE02 | AHMS - Adelaide Health and Medical Sciences | 07 | Seventh Floor | 7025 | 99939 | Unusable Spaces | 99939 | Unusable Spaces | 0.47 | Fire | 8 | Non Useable Floor Area Space Group | 840 | Non-usable - Service riser |  | Excellent | 0.00 | NO
West End Health Precinct_WE02-AHMS - Adelaide Health and Medical Sciences_Seventh Floor_7026 _ FH | WE-WE02-07-7026 | WE02-07-7026-FH | West End Health Precinct | WE | WE02 | AHMS - Adelaide Health and Medical Sciences | 07 | Seventh Floor | 7026 | 99939 | Unusable Spaces | 99939 | Unusable Spaces | 0.48 | FH | 8 | Non Useable Floor Area Space Group | 840 | Non-usable - Service riser |  | Excellent | 0.00 | NO
West End Health Precinct_WE02-AHMS - Adelaide Health and Medical Sciences_Seventh Floor_7027 _ Stair - Pressurisation | WE-WE02-07-7027 | WE02-07-7027-Stair - Pressurisation | West End Health Precinct | WE | WE02 | AHMS - Adelaide Health and Medical Sciences | 07 | Seventh Floor | 7027 | 99939 | Unusable Spaces | 99939 | Unusable Spaces | 2.76 | Stair - Pressurisation | 8 | Non Useable Floor Area Space Group | 840 | Non-usable - Service riser |  | Excellent | 0.00 | NO
West End Health Precinct_WE02-AHMS - Adelaide Health and Medical Sciences_Seventh Floor_7028 _ Stair - West | WE-WE02-07-7028 | WE02-07-7028-Stair - West | West End Health Precinct | WE | WE02 | AHMS - Adelaide Health and Medical Sciences | 07 | Seventh Floor | 7028 | 99939 | Unusable Spaces | 99939 | Unusable Spaces | 32.14 | Stair - West | 8 | Non Useable Floor Area Space Group | 805 | Non-usable - Circulation space |  | Excellent | 0.00 | NO
West End Health Precinct_WE02-AHMS - Adelaide Health and Medical Sciences_Seventh Floor_7030 _ Hyd | WE-WE02-07-7030 | WE02-07-7030-Hyd | West End Health Precinct | WE | WE02 | AHMS - Adelaide Health and Medical Sciences | 07 | Seventh Floor | 7030 | 99939 | Unusable Spaces | 99939 | Unusable Spaces | 46.11 | Hyd | 8 | Non Useable Floor Area Space Group | 840 | Non-usable - Service riser |  | Excellent | 0.00 | NO
West End Health Precinct_WE02-AHMS - Adelaide Health and Medical Sciences_Seventh Floor_7030A _ VSR | WE-WE02-07-7030A | WE02-07-7030A-VSR | West End Health Precinct | WE | WE02 | AHMS - Adelaide Health and Medical Sciences | 07 | Seventh Floor | 7030A | 99939 | Unusable Spaces | 99939 | Unusable Spaces | 0.56 | VSR | 8 | Non Useable Floor Area Space Group | 840 | Non-usable - Service riser |  | Excellent | 0.00 | NO
West End Health Precinct_WE02-AHMS - Adelaide Health and Medical Sciences_Seventh Floor_7031 _ Gas | WE-WE02-07-7031 | WE02-07-7031-Gas | West End Health Precinct | WE | WE02 | AHMS - Adelaide Health and Medical Sciences | 07 | Seventh Floor | 7031 | 99939 | Unusable Spaces | 99939 | Unusable Spaces | 0.93 | Gas | 8 | Non Useable Floor Area Space Group | 840 | Non-usable - Service riser |  | Excellent | 0.00 | NO
West End Health Precinct_WE02-AHMS - Adelaide Health and Medical Sciences_Seventh Floor_7032 _ Comms | WE-WE02-07-7032 | WE02-07-7032-Comms | West End Health Precinct | WE | WE02 | AHMS - Adelaide Health and Medical Sciences | 07 | Seventh Floor | 7032 | 99939 | Unusable Spaces | 99939 | Unusable Spaces | 0.56 | Comms | 8 | Non Useable Floor Area Space Group | 812 | Non-usable - Comms/network system/Telephone/PABX |  | Excellent | 0.00 | NO
West End Health Precinct_WE02-AHMS - Adelaide Health and Medical Sciences_Seventh Floor_7033 _ Hyd | WE-WE02-07-7033 | WE02-07-7033-Hyd | West End Health Precinct | WE | WE02 | AHMS - Adelaide Health and Medical Sciences | 07 | Seventh Floor | 7033 | 99939 | Unusable Spaces | 99939 | Unusable Spaces | 0.39 | Hyd | 8 | Non Useable Floor Area Space Group | 840 | Non-usable - Service riser |  | Excellent | 0.00 | NO
West End Health Precinct_WE02-AHMS - Adelaide Health and Medical Sciences_Seventh Floor_7034 _ FHR | WE-WE02-07-7034 | WE02-07-7034-FHR | West End Health Precinct | WE | WE02 | AHMS - Adelaide Health and Medical Sciences | 07 | Seventh Floor | 7034 | 99939 | Unusable Spaces | 99939 | Unusable Spaces | 0.37 | FHR | 8 | Non Useable Floor Area Space Group | 840 | Non-usable - Service riser |  | Excellent | 0.00 | NO
West End Health Precinct_WE02-AHMS - Adelaide Health and Medical Sciences_Seventh Floor_7035 _ Elec | WE-WE02-07-7035 | WE02-07-7035-Elec | West End Health Precinct | WE | WE02 | AHMS - Adelaide Health and Medical Sciences | 07 | Seventh Floor | 7035 | 99939 | Unusable Spaces | 99939 | Unusable Spaces | 2.86 | Elec | 8 | Non Useable Floor Area Space Group | 840 | Non-usable - Service riser |  | Excellent | 0.00 | NO
West End Health Precinct_WE02-AHMS - Adelaide Health and Medical Sciences_Seventh Floor_7036 _ Stair - East | WE-WE02-07-7036 | WE02-07-7036-Stair - East | West End Health Precinct | WE | WE02 | AHMS - Adelaide Health and Medical Sciences | 07 | Seventh Floor | 7036 | 99939 | Unusable Spaces | 99939 | Unusable Spaces | 49.8 | Stair - East | 8 | Non Useable Floor Area Space Group | 805 | Non-usable - Circulation space |  | Excellent | 0.00 | NO
West End Health Precinct_WE02-AHMS - Adelaide Health and Medical Sciences_Seventh Floor_7037 _ Stair - Pressurisation | WE-WE02-07-7037 | WE02-07-7037-Stair - Pressurisation | West End Health Precinct | WE | WE02 | AHMS - Adelaide Health and Medical Sciences | 07 | Seventh Floor | 7037 | 99939 | Unusable Spaces | 99939 | Unusable Spaces | 2.02 | Stair - Pressurisation | 8 | Non Useable Floor Area Space Group | 840 | Non-usable - Service riser |  | Excellent | 0.00 | NO
West End Health Precinct_WE02-AHMS - Adelaide Health and Medical Sciences_Seventh Floor_7037A _ Sevices | WE-WE02-07-7037A | WE02-07-7037A-Sevices | West End Health Precinct | WE | WE02 | AHMS - Adelaide Health and Medical Sciences | 07 | Seventh Floor | 7037A | 99939 | Unusable Spaces | 99939 | Unusable Spaces | 0.42 | Sevices | 8 | Non Useable Floor Area Space Group | 840 | Non-usable - Service riser |  | Excellent | 0.00 | NO
West End Health Precinct_WE02-AHMS - Adelaide Health and Medical Sciences_Seventh Floor_7038 _ A/L - F 2 | WE-WE02-07-7038 | WE02-07-7038-A/L - F 2 | West End Health Precinct | WE | WE02 | AHMS - Adelaide Health and Medical Sciences | 07 | Seventh Floor | 7038 | 99939 | Unusable Spaces | 99939 | Unusable Spaces | 7.26 | A/L - F 2 | 8 | Non Useable Floor Area Space Group | 820 | Non-usable - Toilets/Amenities - Female |  | Excellent | 0.00 | NO
West End Health Precinct_WE02-AHMS - Adelaide Health and Medical Sciences_Seventh Floor_7039 _ WC - F 2 | WE-WE02-07-7039 | WE02-07-7039-WC - F 2 | West End Health Precinct | WE | WE02 | AHMS - Adelaide Health and Medical Sciences | 07 | Seventh Floor | 7039 | 99939 | Unusable Spaces | 99939 | Unusable Spaces | 11.27 | WC - F 2 | 8 | Non Useable Floor Area Space Group | 820 | Non-usable - Toilets/Amenities - Female |  | Excellent | 0.00 | NO
West End Health Precinct_WE02-AHMS - Adelaide Health and Medical Sciences_Seventh Floor_7040 _ Hyd | WE-WE02-07-7040 | WE02-07-7040-Hyd | West End Health Precinct | WE | WE02 | AHMS - Adelaide Health and Medical Sciences | 07 | Seventh Floor | 7040 | 99939 | Unusable Spaces | 99939 | Unusable Spaces | 2.56 | Hyd | 8 | Non Useable Floor Area Space Group | 840 | Non-usable - Service riser |  | Excellent | 0.00 | NO
West End Health Precinct_WE02-AHMS - Adelaide Health and Medical Sciences_Seventh Floor_7040A _ Sevices | WE-WE02-07-7040A | WE02-07-7040A-Sevices | West End Health Precinct | WE | WE02 | AHMS - Adelaide Health and Medical Sciences | 07 | Seventh Floor | 7040A | 99939 | Unusable Spaces | 99939 | Unusable Spaces | 0.48 | Sevices | 8 | Non Useable Floor Area Space Group | 840 | Non-usable - Service riser |  | Excellent | 0.00 | NO
West End Health Precinct_WE02-AHMS - Adelaide Health and Medical Sciences_Seventh Floor_7041 _ WC - M 2 | WE-WE02-07-7041 | WE02-07-7041-WC - M 2 | West End Health Precinct | WE | WE02 | AHMS - Adelaide Health and Medical Sciences | 07 | Seventh Floor | 7041 | 99939 | Unusable Spaces | 99939 | Unusable Spaces | 11.23 | WC - M 2 | 8 | Non Useable Floor Area Space Group | 821 | Non-usable - Toilets/Amenities - Male |  | Excellent | 0.00 | NO
West End Health Precinct_WE02-AHMS - Adelaide Health and Medical Sciences_Seventh Floor_7041A _ Sevices | WE-WE02-07-7041A | WE02-07-7041A-Sevices | West End Health Precinct | WE | WE02 | AHMS - Adelaide Health and Medical Sciences | 07 | Seventh Floor | 7041A | 99939 | Unusable Spaces | 99939 | Unusable Spaces | 1.02 | Sevices | 8 | Non Useable Floor Area Space Group | 840 | Non-usable - Service riser |  | Excellent | 0.00 | NO
West End Health Precinct_WE02-AHMS - Adelaide Health and Medical Sciences_Seventh Floor_7042 _ A/L - M 2 | WE-WE02-07-7042 | WE02-07-7042-A/L - M 2 | West End Health Precinct | WE | WE02 | AHMS - Adelaide Health and Medical Sciences | 07 | Seventh Floor | 7042 | 99939 | Unusable Spaces | 99939 | Unusable Spaces | 5.87 | A/L - M 2 | 8 | Non Useable Floor Area Space Group | 821 | Non-usable - Toilets/Amenities - Male |  | Excellent | 0.00 | NO
West End Health Precinct_WE02-AHMS - Adelaide Health and Medical Sciences_Seventh Floor_7043 _ Cleaner 2 | WE-WE02-07-7043 | WE02-07-7043-Cleaner 2 | West End Health Precinct | WE | WE02 | AHMS - Adelaide Health and Medical Sciences | 07 | Seventh Floor | 7043 | 99939 | Unusable Spaces | 99939 | Unusable Spaces | 1.36 | Cleaner 2 | 8 | Non Useable Floor Area Space Group | 806 | Non-usable - Cleaners room |  | Excellent | 0.00 | NO
West End Health Precinct_WE02-AHMS - Adelaide Health and Medical Sciences_Seventh Floor_7043A _ Sevices | WE-WE02-07-7043A | WE02-07-7043A-Sevices | West End Health Precinct | WE | WE02 | AHMS - Adelaide Health and Medical Sciences | 07 | Seventh Floor | 7043A | 99939 | Unusable Spaces | 99939 | Unusable Spaces | 0.2 | Sevices | 8 | Non Useable Floor Area Space Group | 840 | Non-usable - Service riser |  | Excellent | 0.00 | NO
West End Health Precinct_WE02-AHMS - Adelaide Health and Medical Sciences_Seventh Floor_7044 _ Lift Lobby - East | WE-WE02-07-7044 | WE02-07-7044-Lift Lobby - East | West End Health Precinct | WE | WE02 | AHMS - Adelaide Health and Medical Sciences | 07 | Seventh Floor | 7044 | 99939 | Unusable Spaces | 99939 | Unusable Spaces | 22.68 | Lift Lobby - East | 8 | Non Useable Floor Area Space Group | 805 | Non-usable - Circulation space |  | Excellent | 0.00 | NO
West End Health Precinct_WE02-AHMS - Adelaide Health and Medical Sciences_Seventh Floor_7046 _ East Edgescape | WE-WE02-07-7046 | WE02-07-7046-East Edgescape | West End Health Precinct | WE | WE02 | AHMS - Adelaide Health and Medical Sciences | 07 | Seventh Floor | 7046 | 99939 | Unusable Spaces | 99939 | Unusable Spaces | 18.74 | East Edgescape | 6 | General Facility Space Group | 604 | General Facility - Common Room General Access |  | Excellent | 5,232.21 | NO
West End Health Precinct_WE02-AHMS - Adelaide Health and Medical Sciences_Seventh Floor_7050 _ Workstation - circulation | WE-WE02-07-7050 | WE02-07-7050-Workstation - circulation | West End Health Precinct | WE | WE02 | AHMS - Adelaide Health and Medical Sciences | 07 | Seventh Floor | 7050 | 384 | Medicine | 384 | Adelaide Medical School | 28.03 | Workstation - circulation | 1 | Office Space Group | 111 | Open Plan - Specific type not defined |  | Excellent | 6,987.48 | NO
West End Health Precinct_WE02-AHMS - Adelaide Health and Medical Sciences_Seventh Floor_7050.01 _ Workstation | WE-WE02-07-7050.01 | WE02-07-7050.01-Workstation | West End Health Precinct | WE | WE02 | AHMS - Adelaide Health and Medical Sciences | 07 | Seventh Floor | 7050.01 | 384 | Medicine | 384 | Adelaide Medical School | 5.67 | Workstation | 1 | Office Space Group | 111 | Open Plan - Specific type not defined |  | Excellent | 1,413.45 | NO
West End Health Precinct_WE02-AHMS - Adelaide Health and Medical Sciences_Seventh Floor_7050.02 _ Workstation | WE-WE02-07-7050.02 | WE02-07-7050.02-Workstation | West End Health Precinct | WE | WE02 | AHMS - Adelaide Health and Medical Sciences | 07 | Seventh Floor | 7050.02 | 384 | Medicine | 384 | Adelaide Medical School | 4.2 | Workstation | 1 | Office Space Group | 111 | Open Plan - Specific type not defined |  | Excellent | 1,047.00 | NO
West End Health Precinct_WE02-AHMS - Adelaide Health and Medical Sciences_Seventh Floor_7050.03 _ Workstation | WE-WE02-07-7050.03 | WE02-07-7050.03-Workstation | West End Health Precinct | WE | WE02 | AHMS - Adelaide Health and Medical Sciences | 07 | Seventh Floor | 7050.03 | 384 | Medicine | 384 | Adelaide Medical School | 4.28 | Workstation | 1 | Office Space Group | 111 | Open Plan - Specific type not defined |  | Excellent | 1,066.94 | NO
West End Health Precinct_WE02-AHMS - Adelaide Health and Medical Sciences_Seventh Floor_7050.04 _ Workstation | WE-WE02-07-7050.04 | WE02-07-7050.04-Workstation | West End Health Precinct | WE | WE02 | AHMS - Adelaide Health and Medical Sciences | 07 | Seventh Floor | 7050.04 | 384 | Medicine | 384 | Adelaide Medical School | 2.85 | Workstation | 1 | Office Space Group | 111 | Open Plan - Specific type not defined |  | Excellent | 710.46 | NO
West End Health Precinct_WE02-AHMS - Adelaide Health and Medical Sciences_Seventh Floor_7050.05 _ Workstation | WE-WE02-07-7050.05 | WE02-07-7050.05-Workstation | West End Health Precinct | WE | WE02 | AHMS - Adelaide Health and Medical Sciences | 07 | Seventh Floor | 7050.05 | 384 | Medicine | 384 | Adelaide Medical School | 3.75 | Workstation | 1 | Office Space Group | 111 | Open Plan - Specific type not defined |  | Excellent | 934.82 | NO
West End Health Precinct_WE02-AHMS - Adelaide Health and Medical Sciences_Seventh Floor_7050.06 _ Workstation | WE-WE02-07-7050.06 | WE02-07-7050.06-Workstation | West End Health Precinct | WE | WE02 | AHMS - Adelaide Health and Medical Sciences | 07 | Seventh Floor | 7050.06 | 384 | Medicine | 384 | Adelaide Medical School | 3.75 | Workstation | 1 | Office Space Group | 111 | Open Plan - Specific type not defined |  | Excellent | 934.82 | NO
West End Health Precinct_WE02-AHMS - Adelaide Health and Medical Sciences_Seventh Floor_7050.07 _ Workstation | WE-WE02-07-7050.07 | WE02-07-7050.07-Workstation | West End Health Precinct | WE | WE02 | AHMS - Adelaide Health and Medical Sciences | 07 | Seventh Floor | 7050.07 | 384 | Medicine | 384 | Adelaide Medical School | 2.85 | Workstation | 1 | Office Space Group | 111 | Open Plan - Specific type not defined |  | Excellent | 710.46 | NO
West End Health Precinct_WE02-AHMS - Adelaide Health and Medical Sciences_Seventh Floor_7050.08 _ Workstation | WE-WE02-07-7050.08 | WE02-07-7050.08-Workstation | West End Health Precinct | WE | WE02 | AHMS - Adelaide Health and Medical Sciences | 07 | Seventh Floor | 7050.08 | 384 | Medicine | 384 | Adelaide Medical School | 3.75 | Workstation | 1 | Office Space Group | 111 | Open Plan - Specific type not defined |  | Excellent | 934.82 | NO
West End Health Precinct_WE02-AHMS - Adelaide Health and Medical Sciences_Seventh Floor_7050.09 _ Workstation | WE-WE02-07-7050.09 | WE02-07-7050.09-Workstation | West End Health Precinct | WE | WE02 | AHMS - Adelaide Health and Medical Sciences | 07 | Seventh Floor | 7050.09 | 384 | Medicine | 384 | Adelaide Medical School | 3.75 | Workstation | 1 | Office Space Group | 111 | Open Plan - Specific type not defined |  | Excellent | 934.82 | NO
West End Health Precinct_WE02-AHMS - Adelaide Health and Medical Sciences_Seventh Floor_7050.10 _ Workstation | WE-WE02-07-7050.10 | WE02-07-7050.10-Workstation | West End Health Precinct | WE | WE02 | AHMS - Adelaide Health and Medical Sciences | 07 | Seventh Floor | 7050.10 | 384 | Medicine | 384 | Adelaide Medical School | 2.85 | Workstation | 1 | Office Space Group | 111 | Open Plan - Specific type not defined |  | Excellent | 710.46 | NO
West End Health Precinct_WE02-AHMS - Adelaide Health and Medical Sciences_Seventh Floor_7050.11 _ Workstation | WE-WE02-07-7050.11 | WE02-07-7050.11-Workstation | West End Health Precinct | WE | WE02 | AHMS - Adelaide Health and Medical Sciences | 07 | Seventh Floor | 7050.11 | 384 | Medicine | 384 | Adelaide Medical School | 3.75 | Workstation | 1 | Office Space Group | 111 | Open Plan - Specific type not defined |  | Excellent | 934.82 | NO
West End Health Precinct_WE02-AHMS - Adelaide Health and Medical Sciences_Seventh Floor_7050.12 _ Workstation | WE-WE02-07-7050.12 | WE02-07-7050.12-Workstation | West End Health Precinct | WE | WE02 | AHMS - Adelaide Health and Medical Sciences | 07 | Seventh Floor | 7050.12 | 384 | Medicine | 384 | Adelaide Medical School | 3.75 | Workstation | 1 | Office Space Group | 111 | Open Plan - Specific type not defined |  | Excellent | 934.82 | NO
West End Health Precinct_WE02-AHMS - Adelaide Health and Medical Sciences_Seventh Floor_7050.13 _ Workstation | WE-WE02-07-7050.13 | WE02-07-7050.13-Workstation | West End Health Precinct | WE | WE02 | AHMS - Adelaide Health and Medical Sciences | 07 | Seventh Floor | 7050.13 | 384 | Medicine | 384 | Adelaide Medical School | 2.85 | Workstation | 1 | Office Space Group | 111 | Open Plan - Specific type not defined |  | Excellent | 710.46 | NO
West End Health Precinct_WE02-AHMS - Adelaide Health and Medical Sciences_Seventh Floor_7050.14 _ Workstation | WE-WE02-07-7050.14 | WE02-07-7050.14-Workstation | West End Health Precinct | WE | WE02 | AHMS - Adelaide Health and Medical Sciences | 07 | Seventh Floor | 7050.14 | 384 | Medicine | 384 | Adelaide Medical School | 3.75 | Workstation | 1 | Office Space Group | 111 | Open Plan - Specific type not defined |  | Excellent | 934.82 | NO
West End Health Precinct_WE02-AHMS - Adelaide Health and Medical Sciences_Seventh Floor_7050.15 _ Workstation | WE-WE02-07-7050.15 | WE02-07-7050.15-Workstation | West End Health Precinct | WE | WE02 | AHMS - Adelaide Health and Medical Sciences | 07 | Seventh Floor | 7050.15 | 384 | Medicine | 384 | Adelaide Medical School | 3.75 | Workstation | 1 | Office Space Group | 111 | Open Plan - Specific type not defined |  | Excellent | 934.82 | NO
West End Health Precinct_WE02-AHMS - Adelaide Health and Medical Sciences_Seventh Floor_7050.16 _ Workstation | WE-WE02-07-7050.16 | WE02-07-7050.16-Workstation | West End Health Precinct | WE | WE02 | AHMS - Adelaide Health and Medical Sciences | 07 | Seventh Floor | 7050.16 | 384 | Medicine | 384 | Adelaide Medical School | 3.78 | Workstation | 1 | Office Space Group | 111 | Open Plan - Specific type not defined |  | Excellent | 942.30 | NO
West End Health Precinct_WE02-AHMS - Adelaide Health and Medical Sciences_Seventh Floor_7050.17 _ Workstation | WE-WE02-07-7050.17 | WE02-07-7050.17-Workstation | West End Health Precinct | WE | WE02 | AHMS - Adelaide Health and Medical Sciences | 07 | Seventh Floor | 7050.17 | 384 | Medicine | 384 | Adelaide Medical School | 3.75 | Workstation | 1 | Office Space Group | 111 | Open Plan - Specific type not defined |  | Excellent | 934.82 | NO
West End Health Precinct_WE02-AHMS - Adelaide Health and Medical Sciences_Seventh Floor_7051 _ Meeting | WE-WE02-07-7051 | WE02-07-7051-Meeting | West End Health Precinct | WE | WE02 | AHMS - Adelaide Health and Medical Sciences | 07 | Seventh Floor | 7051 | 384 | Medicine | 384 | Adelaide Medical School | 5.14 | Meeting | 6 | General Facility Space Group | 601 | General Facility - Committee/Conference/Meeting room |  | Excellent | 1,435.09 | NO
West End Health Precinct_WE02-AHMS - Adelaide Health and Medical Sciences_Seventh Floor_7052A _ Seminar (16P) | WE-WE02-07-7052A | WE02-07-7052A-Seminar (16P) | West End Health Precinct | WE | WE02 | AHMS - Adelaide Health and Medical Sciences | 07 | Seventh Floor | 7052A | 99998 | Central Common Teaching Areas (In Use) | 952 | Corporate Services Division Admin | 35.86 | Seminar (16P) | 2 | Teaching Space Group | 206 | Lecture/Seminar/Tutorial/Class Room (<30) Flat Floor |  | Adequate | 7,419.08 | NO
West End Health Precinct_WE02-AHMS - Adelaide Health and Medical Sciences_Seventh Floor_7052B _ Seminar (16P) | WE-WE02-07-7052B | WE02-07-7052B-Seminar (16P) | West End Health Precinct | WE | WE02 | AHMS - Adelaide Health and Medical Sciences | 07 | Seventh Floor | 7052B | 99998 | Central Common Teaching Areas (In Use) | 952 | Corporate Services Division Admin | 34.38 | Seminar (16P) | 2 | Teaching Space Group | 206 | Lecture/Seminar/Tutorial/Class Room (<30) Flat Floor |  | Excellent | 10,455.94 | NO
West End Health Precinct_WE02-AHMS - Adelaide Health and Medical Sciences_Seventh Floor_7053 _ Corr. 1 | WE-WE02-07-7053 | WE02-07-7053-Corr. 1 | West End Health Precinct | WE | WE02 | AHMS - Adelaide Health and Medical Sciences | 07 | Seventh Floor | 7053 | 99939 | Unusable Spaces | 99939 | Unusable Spaces | 10.58 | Corr. 1 | 8 | Non Useable Floor Area Space Group | 805 | Non-usable - Circulation space |  | Excellent | 0.00 | NO
West End Health Precinct_WE02-AHMS - Adelaide Health and Medical Sciences_Seventh Floor_7054 _ Corr. 2 | WE-WE02-07-7054 | WE02-07-7054-Corr. 2 | West End Health Precinct | WE | WE02 | AHMS - Adelaide Health and Medical Sciences | 07 | Seventh Floor | 7054 | 99939 | Unusable Spaces | 99939 | Unusable Spaces | 19.15 | Corr. 2 | 8 | Non Useable Floor Area Space Group | 805 | Non-usable - Circulation space |  | Excellent | 0.00 | NO
West End Health Precinct_WE02-AHMS - Adelaide Health and Medical Sciences_Seventh Floor_7055 _ Meeting 1 (3P) | WE-WE02-07-7055 | WE02-07-7055-Meeting 1 (3P) | West End Health Precinct | WE | WE02 | AHMS - Adelaide Health and Medical Sciences | 07 | Seventh Floor | 7055 | 384 | Medicine | 384 | Adelaide Medical School | 5.08 | Meeting 1 (3P) | 6 | General Facility Space Group | 601 | General Facility - Committee/Conference/Meeting room |  | Excellent | 1,418.34 | NO
West End Health Precinct_WE02-AHMS - Adelaide Health and Medical Sciences_Seventh Floor_7056 _ Meeting 2 (3P) | WE-WE02-07-7056 | WE02-07-7056-Meeting 2 (3P) | West End Health Precinct | WE | WE02 | AHMS - Adelaide Health and Medical Sciences | 07 | Seventh Floor | 7056 | 384 | Medicine | 384 | Adelaide Medical School | 5.19 | Meeting 2 (3P) | 6 | General Facility Space Group | 601 | General Facility - Committee/Conference/Meeting room |  | Excellent | 1,449.05 | NO
West End Health Precinct_WE02-AHMS - Adelaide Health and Medical Sciences_Seventh Floor_7057 _ Meeting 1 (6-8P) | WE-WE02-07-7057 | WE02-07-7057-Meeting 1 (6-8P) | West End Health Precinct | WE | WE02 | AHMS - Adelaide Health and Medical Sciences | 07 | Seventh Floor | 7057 | 384 | Medicine | 384 | Adelaide Medical School | 10.55 | Meeting 1 (6-8P) | 6 | General Facility Space Group | 601 | General Facility - Committee/Conference/Meeting room |  | Excellent | 2,945.56 | NO
West End Health Precinct_WE02-AHMS - Adelaide Health and Medical Sciences_Seventh Floor_7058 _ Office 1 | WE-WE02-07-7058 | WE02-07-7058-Office 1 | West End Health Precinct | WE | WE02 | AHMS - Adelaide Health and Medical Sciences | 07 | Seventh Floor | 7058 | 384 | Medicine | 384 | Adelaide Medical School | 10.63 | Office 1 | 1 | Office Space Group | 108 | Office - Professional/General Staff |  | Excellent | 2,649.91 | NO
West End Health Precinct_WE02-AHMS - Adelaide Health and Medical Sciences_Seventh Floor_7059 _ Office 2 | WE-WE02-07-7059 | WE02-07-7059-Office 2 | West End Health Precinct | WE | WE02 | AHMS - Adelaide Health and Medical Sciences | 07 | Seventh Floor | 7059 | 384 | Medicine | 384 | Adelaide Medical School | 10.63 | Office 2 | 1 | Office Space Group | 108 | Office - Professional/General Staff |  | Excellent | 2,649.91 | NO
West End Health Precinct_WE02-AHMS - Adelaide Health and Medical Sciences_Seventh Floor_7060 _ Office 3 | WE-WE02-07-7060 | WE02-07-7060-Office 3 | West End Health Precinct | WE | WE02 | AHMS - Adelaide Health and Medical Sciences | 07 | Seventh Floor | 7060 | 384 | Medicine | 384 | Adelaide Medical School | 10.37 | Office 3 | 1 | Office Space Group | 108 | Office - Professional/General Staff |  | Excellent | 2,585.09 | NO
West End Health Precinct_WE02-AHMS - Adelaide Health and Medical Sciences_Seventh Floor_7061 _ Office 4 | WE-WE02-07-7061 | WE02-07-7061-Office 4 | West End Health Precinct | WE | WE02 | AHMS - Adelaide Health and Medical Sciences | 07 | Seventh Floor | 7061 | 384 | Medicine | 384 | Adelaide Medical School | 10.17 | Office 4 | 1 | Office Space Group | 108 | Office - Professional/General Staff |  | Excellent | 2,535.24 | NO
West End Health Precinct_WE02-AHMS - Adelaide Health and Medical Sciences_Seventh Floor_7062 _ Workstation - circulation | WE-WE02-07-7062 | WE02-07-7062-Workstation - circulation | West End Health Precinct | WE | WE02 | AHMS - Adelaide Health and Medical Sciences | 07 | Seventh Floor | 7062 | 384 | Medicine | 384 | Adelaide Medical School | 63.83 | Workstation - circulation | 1 | Office Space Group | 111 | Open Plan - Specific type not defined |  | Excellent | 15,911.91 | NO
West End Health Precinct_WE02-AHMS - Adelaide Health and Medical Sciences_Seventh Floor_7062.01 _ Workstation | WE-WE02-07-7062.01 | WE02-07-7062.01-Workstation | West End Health Precinct | WE | WE02 | AHMS - Adelaide Health and Medical Sciences | 07 | Seventh Floor | 7062.01 | 384 | Medicine | 384 | Adelaide Medical School | 3.7 | Workstation | 1 | Office Space Group | 111 | Open Plan - Specific type not defined |  | Excellent | 922.36 | NO
West End Health Precinct_WE02-AHMS - Adelaide Health and Medical Sciences_Seventh Floor_7062.02 _ Workstation | WE-WE02-07-7062.02 | WE02-07-7062.02-Workstation | West End Health Precinct | WE | WE02 | AHMS - Adelaide Health and Medical Sciences | 07 | Seventh Floor | 7062.02 | 384 | Medicine | 384 | Adelaide Medical School | 4.64 | Workstation | 1 | Office Space Group | 111 | Open Plan - Specific type not defined |  | Excellent | 1,156.69 | NO
West End Health Precinct_WE02-AHMS - Adelaide Health and Medical Sciences_Seventh Floor_7062.03 _ Workstation | WE-WE02-07-7062.03 | WE02-07-7062.03-Workstation | West End Health Precinct | WE | WE02 | AHMS - Adelaide Health and Medical Sciences | 07 | Seventh Floor | 7062.03 | 384 | Medicine | 384 | Adelaide Medical School | 4.84 | Workstation | 1 | Office Space Group | 111 | Open Plan - Specific type not defined |  | Excellent | 1,206.54 | NO
West End Health Precinct_WE02-AHMS - Adelaide Health and Medical Sciences_Seventh Floor_7062.04 _ Workstation | WE-WE02-07-7062.04 | WE02-07-7062.04-Workstation | West End Health Precinct | WE | WE02 | AHMS - Adelaide Health and Medical Sciences | 07 | Seventh Floor | 7062.04 | 384 | Medicine | 384 | Adelaide Medical School | 4.84 | Workstation | 1 | Office Space Group | 111 | Open Plan - Specific type not defined |  | Excellent | 1,206.54 | NO
West End Health Precinct_WE02-AHMS - Adelaide Health and Medical Sciences_Seventh Floor_7062.05 _ Workstation | WE-WE02-07-7062.05 | WE02-07-7062.05-Workstation | West End Health Precinct | WE | WE02 | AHMS - Adelaide Health and Medical Sciences | 07 | Seventh Floor | 7062.05 | 384 | Medicine | 384 | Adelaide Medical School | 4.84 | Workstation | 1 | Office Space Group | 111 | Open Plan - Specific type not defined |  | Excellent | 1,206.54 | NO
West End Health Precinct_WE02-AHMS - Adelaide Health and Medical Sciences_Seventh Floor_7062.06 _ Workstation | WE-WE02-07-7062.06 | WE02-07-7062.06-Workstation | West End Health Precinct | WE | WE02 | AHMS - Adelaide Health and Medical Sciences | 07 | Seventh Floor | 7062.06 | 384 | Medicine | 384 | Adelaide Medical School | 2.75 | Workstation | 1 | Office Space Group | 111 | Open Plan - Specific type not defined |  | Excellent | 685.54 | NO
West End Health Precinct_WE02-AHMS - Adelaide Health and Medical Sciences_Seventh Floor_7062.07 _ Workstation | WE-WE02-07-7062.07 | WE02-07-7062.07-Workstation | West End Health Precinct | WE | WE02 | AHMS - Adelaide Health and Medical Sciences | 07 | Seventh Floor | 7062.07 | 384 | Medicine | 384 | Adelaide Medical School | 3.66 | Workstation | 1 | Office Space Group | 111 | Open Plan - Specific type not defined |  | Excellent | 912.39 | NO
West End Health Precinct_WE02-AHMS - Adelaide Health and Medical Sciences_Seventh Floor_7062.08 _ Workstation | WE-WE02-07-7062.08 | WE02-07-7062.08-Workstation | West End Health Precinct | WE | WE02 | AHMS - Adelaide Health and Medical Sciences | 07 | Seventh Floor | 7062.08 | 384 | Medicine | 384 | Adelaide Medical School | 3.66 | Workstation | 1 | Office Space Group | 111 | Open Plan - Specific type not defined |  | Excellent | 912.39 | NO
West End Health Precinct_WE02-AHMS - Adelaide Health and Medical Sciences_Seventh Floor_7062.09 _ Workstation | WE-WE02-07-7062.09 | WE02-07-7062.09-Workstation | West End Health Precinct | WE | WE02 | AHMS - Adelaide Health and Medical Sciences | 07 | Seventh Floor | 7062.09 | 384 | Medicine | 384 | Adelaide Medical School | 3.66 | Workstation | 1 | Office Space Group | 111 | Open Plan - Specific type not defined |  | Excellent | 912.39 | NO
West End Health Precinct_WE02-AHMS - Adelaide Health and Medical Sciences_Seventh Floor_7062.10 _ Workstation | WE-WE02-07-7062.10 | WE02-07-7062.10-Workstation | West End Health Precinct | WE | WE02 | AHMS - Adelaide Health and Medical Sciences | 07 | Seventh Floor | 7062.10 | 384 | Medicine | 384 | Adelaide Medical School | 3.66 | Workstation | 1 | Office Space Group | 111 | Open Plan - Specific type not defined |  | Excellent | 912.39 | NO
West End Health Precinct_WE02-AHMS - Adelaide Health and Medical Sciences_Seventh Floor_7062.11 _ Workstation | WE-WE02-07-7062.11 | WE02-07-7062.11-Workstation | West End Health Precinct | WE | WE02 | AHMS - Adelaide Health and Medical Sciences | 07 | Seventh Floor | 7062.11 | 384 | Medicine | 384 | Adelaide Medical School | 2.75 | Workstation | 1 | Office Space Group | 111 | Open Plan - Specific type not defined |  | Excellent | 685.54 | NO
West End Health Precinct_WE02-AHMS - Adelaide Health and Medical Sciences_Seventh Floor_7062.12 _ Workstation | WE-WE02-07-7062.12 | WE02-07-7062.12-Workstation | West End Health Precinct | WE | WE02 | AHMS - Adelaide Health and Medical Sciences | 07 | Seventh Floor | 7062.12 | 384 | Medicine | 384 | Adelaide Medical School | 3.66 | Workstation | 1 | Office Space Group | 111 | Open Plan - Specific type not defined |  | Excellent | 912.39 | NO
West End Health Precinct_WE02-AHMS - Adelaide Health and Medical Sciences_Seventh Floor_7062.13 _ Workstation | WE-WE02-07-7062.13 | WE02-07-7062.13-Workstation | West End Health Precinct | WE | WE02 | AHMS - Adelaide Health and Medical Sciences | 07 | Seventh Floor | 7062.13 | 384 | Medicine | 384 | Adelaide Medical School | 3.66 | Workstation | 1 | Office Space Group | 111 | Open Plan - Specific type not defined |  | Excellent | 912.39 | NO
West End Health Precinct_WE02-AHMS - Adelaide Health and Medical Sciences_Seventh Floor_7062.14 _ Workstation | WE-WE02-07-7062.14 | WE02-07-7062.14-Workstation | West End Health Precinct | WE | WE02 | AHMS - Adelaide Health and Medical Sciences | 07 | Seventh Floor | 7062.14 | 384 | Medicine | 384 | Adelaide Medical School | 3.66 | Workstation | 1 | Office Space Group | 111 | Open Plan - Specific type not defined |  | Excellent | 912.39 | NO
West End Health Precinct_WE02-AHMS - Adelaide Health and Medical Sciences_Seventh Floor_7062.15 _ Workstation | WE-WE02-07-7062.15 | WE02-07-7062.15-Workstation | West End Health Precinct | WE | WE02 | AHMS - Adelaide Health and Medical Sciences | 07 | Seventh Floor | 7062.15 | 384 | Medicine | 384 | Adelaide Medical School | 3.66 | Workstation | 1 | Office Space Group | 111 | Open Plan - Specific type not defined |  | Excellent | 912.39 | NO
West End Health Precinct_WE02-AHMS - Adelaide Health and Medical Sciences_Seventh Floor_7062.16 _ Workstation | WE-WE02-07-7062.16 | WE02-07-7062.16-Workstation | West End Health Precinct | WE | WE02 | AHMS - Adelaide Health and Medical Sciences | 07 | Seventh Floor | 7062.16 | 384 | Medicine | 384 | Adelaide Medical School | 2.75 | Workstation | 1 | Office Space Group | 111 | Open Plan - Specific type not defined |  | Excellent | 685.54 | NO
West End Health Precinct_WE02-AHMS - Adelaide Health and Medical Sciences_Seventh Floor_7062.17 _ Workstation | WE-WE02-07-7062.17 | WE02-07-7062.17-Workstation | West End Health Precinct | WE | WE02 | AHMS - Adelaide Health and Medical Sciences | 07 | Seventh Floor | 7062.17 | 384 | Medicine | 384 | Adelaide Medical School | 3.66 | Workstation | 1 | Office Space Group | 111 | Open Plan - Specific type not defined |  | Excellent | 912.39 | NO
West End Health Precinct_WE02-AHMS - Adelaide Health and Medical Sciences_Seventh Floor_7062.18 _ Workstation | WE-WE02-07-7062.18 | WE02-07-7062.18-Workstation | West End Health Precinct | WE | WE02 | AHMS - Adelaide Health and Medical Sciences | 07 | Seventh Floor | 7062.18 | 384 | Medicine | 384 | Adelaide Medical School | 3.66 | Workstation | 1 | Office Space Group | 111 | Open Plan - Specific type not defined |  | Excellent | 912.39 | NO
West End Health Precinct_WE02-AHMS - Adelaide Health and Medical Sciences_Seventh Floor_7062.19 _ Workstation | WE-WE02-07-7062.19 | WE02-07-7062.19-Workstation | West End Health Precinct | WE | WE02 | AHMS - Adelaide Health and Medical Sciences | 07 | Seventh Floor | 7062.19 | 384 | Medicine | 384 | Adelaide Medical School | 3.66 | Workstation | 1 | Office Space Group | 111 | Open Plan - Specific type not defined |  | Excellent | 912.39 | NO
West End Health Precinct_WE02-AHMS - Adelaide Health and Medical Sciences_Seventh Floor_7062.20 _ Workstation | WE-WE02-07-7062.20 | WE02-07-7062.20-Workstation | West End Health Precinct | WE | WE02 | AHMS - Adelaide Health and Medical Sciences | 07 | Seventh Floor | 7062.20 | 384 | Medicine | 384 | Adelaide Medical School | 3.66 | Workstation | 1 | Office Space Group | 111 | Open Plan - Specific type not defined |  | Excellent | 912.39 | NO
West End Health Precinct_WE02-AHMS - Adelaide Health and Medical Sciences_Seventh Floor_7062.21 _ Workstation | WE-WE02-07-7062.21 | WE02-07-7062.21-Workstation | West End Health Precinct | WE | WE02 | AHMS - Adelaide Health and Medical Sciences | 07 | Seventh Floor | 7062.21 | 384 | Medicine | 384 | Adelaide Medical School | 2.78 | Workstation | 1 | Office Space Group | 111 | Open Plan - Specific type not defined |  | Excellent | 693.01 | NO
West End Health Precinct_WE02-AHMS - Adelaide Health and Medical Sciences_Seventh Floor_7062.22 _ Workstation | WE-WE02-07-7062.22 | WE02-07-7062.22-Workstation | West End Health Precinct | WE | WE02 | AHMS - Adelaide Health and Medical Sciences | 07 | Seventh Floor | 7062.22 | 384 | Medicine | 384 | Adelaide Medical School | 3.71 | Workstation | 1 | Office Space Group | 111 | Open Plan - Specific type not defined |  | Excellent | 924.85 | NO
West End Health Precinct_WE02-AHMS - Adelaide Health and Medical Sciences_Seventh Floor_7062.23 _ Workstation | WE-WE02-07-7062.23 | WE02-07-7062.23-Workstation | West End Health Precinct | WE | WE02 | AHMS - Adelaide Health and Medical Sciences | 07 | Seventh Floor | 7062.23 | 384 | Medicine | 384 | Adelaide Medical School | 3.71 | Workstation | 1 | Office Space Group | 111 | Open Plan - Specific type not defined |  | Excellent | 924.85 | NO
West End Health Precinct_WE02-AHMS - Adelaide Health and Medical Sciences_Seventh Floor_7062.24 _ Workstation | WE-WE02-07-7062.24 | WE02-07-7062.24-Workstation | West End Health Precinct | WE | WE02 | AHMS - Adelaide Health and Medical Sciences | 07 | Seventh Floor | 7062.24 | 384 | Medicine | 384 | Adelaide Medical School | 4.64 | Workstation | 1 | Office Space Group | 111 | Open Plan - Specific type not defined |  | Excellent | 1,156.69 | NO
West End Health Precinct_WE02-AHMS - Adelaide Health and Medical Sciences_Seventh Floor_7062.25 _ Workstation | WE-WE02-07-7062.25 | WE02-07-7062.25-Workstation | West End Health Precinct | WE | WE02 | AHMS - Adelaide Health and Medical Sciences | 07 | Seventh Floor | 7062.25 | 384 | Medicine | 384 | Adelaide Medical School | 4.19 | Workstation | 1 | Office Space Group | 111 | Open Plan - Specific type not defined |  | Excellent | 1,044.51 | NO
West End Health Precinct_WE02-AHMS - Adelaide Health and Medical Sciences_Seventh Floor_7062.26 _ Workstation | WE-WE02-07-7062.26 | WE02-07-7062.26-Workstation | West End Health Precinct | WE | WE02 | AHMS - Adelaide Health and Medical Sciences | 07 | Seventh Floor | 7062.26 | 384 | Medicine | 384 | Adelaide Medical School | 4.19 | Workstation | 1 | Office Space Group | 111 | Open Plan - Specific type not defined |  | Excellent | 1,044.51 | NO
West End Health Precinct_WE02-AHMS - Adelaide Health and Medical Sciences_Seventh Floor_7062.27 _ Workstation | WE-WE02-07-7062.27 | WE02-07-7062.27-Workstation | West End Health Precinct | WE | WE02 | AHMS - Adelaide Health and Medical Sciences | 07 | Seventh Floor | 7062.27 | 384 | Medicine | 384 | Adelaide Medical School | 5.58 | Workstation | 1 | Office Space Group | 111 | Open Plan - Specific type not defined |  | Excellent | 1,391.01 | NO
West End Health Precinct_WE02-AHMS - Adelaide Health and Medical Sciences_Seventh Floor_7062.28 _ Workstation | WE-WE02-07-7062.28 | WE02-07-7062.28-Workstation | West End Health Precinct | WE | WE02 | AHMS - Adelaide Health and Medical Sciences | 07 | Seventh Floor | 7062.28 | 384 | Medicine | 384 | Adelaide Medical School | 5.58 | Workstation | 1 | Office Space Group | 111 | Open Plan - Specific type not defined |  | Excellent | 1,391.01 | NO
West End Health Precinct_WE02-AHMS - Adelaide Health and Medical Sciences_Seventh Floor_7062.29 _ Workstation | WE-WE02-07-7062.29 | WE02-07-7062.29-Workstation | West End Health Precinct | WE | WE02 | AHMS - Adelaide Health and Medical Sciences | 07 | Seventh Floor | 7062.29 | 384 | Medicine | 384 | Adelaide Medical School | 5.58 | Workstation | 1 | Office Space Group | 111 | Open Plan - Specific type not defined |  | Excellent | 1,391.01 | NO
West End Health Precinct_WE02-AHMS - Adelaide Health and Medical Sciences_Seventh Floor_7062.30 _ Workstation | WE-WE02-07-7062.30 | WE02-07-7062.30-Workstation | West End Health Precinct | WE | WE02 | AHMS - Adelaide Health and Medical Sciences | 07 | Seventh Floor | 7062.30 | 384 | Medicine | 384 | Adelaide Medical School | 2.74 | Workstation | 1 | Office Space Group | 111 | Open Plan - Specific type not defined |  | Excellent | 683.04 | NO
West End Health Precinct_WE02-AHMS - Adelaide Health and Medical Sciences_Seventh Floor_7062.31 _ Workstation | WE-WE02-07-7062.31 | WE02-07-7062.31-Workstation | West End Health Precinct | WE | WE02 | AHMS - Adelaide Health and Medical Sciences | 07 | Seventh Floor | 7062.31 | 384 | Medicine | 384 | Adelaide Medical School | 2.75 | Workstation | 1 | Office Space Group | 111 | Open Plan - Specific type not defined |  | Excellent | 685.54 | NO
West End Health Precinct_WE02-AHMS - Adelaide Health and Medical Sciences_Seventh Floor_7062.32 _ Workstation | WE-WE02-07-7062.32 | WE02-07-7062.32-Workstation | West End Health Precinct | WE | WE02 | AHMS - Adelaide Health and Medical Sciences | 07 | Seventh Floor | 7062.32 | 384 | Medicine | 384 | Adelaide Medical School | 3.66 | Workstation | 1 | Office Space Group | 111 | Open Plan - Specific type not defined |  | Excellent | 912.39 | NO
West End Health Precinct_WE02-AHMS - Adelaide Health and Medical Sciences_Seventh Floor_7062.33 _ Workstation | WE-WE02-07-7062.33 | WE02-07-7062.33-Workstation | West End Health Precinct | WE | WE02 | AHMS - Adelaide Health and Medical Sciences | 07 | Seventh Floor | 7062.33 | 384 | Medicine | 384 | Adelaide Medical School | 3.66 | Workstation | 1 | Office Space Group | 111 | Open Plan - Specific type not defined |  | Excellent | 912.39 | NO
West End Health Precinct_WE02-AHMS - Adelaide Health and Medical Sciences_Seventh Floor_7062.34 _ Workstation | WE-WE02-07-7062.34 | WE02-07-7062.34-Workstation | West End Health Precinct | WE | WE02 | AHMS - Adelaide Health and Medical Sciences | 07 | Seventh Floor | 7062.34 | 384 | Medicine | 384 | Adelaide Medical School | 3.66 | Workstation | 1 | Office Space Group | 111 | Open Plan - Specific type not defined |  | Excellent | 912.39 | NO
West End Health Precinct_WE02-AHMS - Adelaide Health and Medical Sciences_Seventh Floor_7062.35 _ Workstation | WE-WE02-07-7062.35 | WE02-07-7062.35-Workstation | West End Health Precinct | WE | WE02 | AHMS - Adelaide Health and Medical Sciences | 07 | Seventh Floor | 7062.35 | 384 | Medicine | 384 | Adelaide Medical School | 2.74 | Workstation | 1 | Office Space Group | 111 | Open Plan - Specific type not defined |  | Excellent | 683.04 | NO
West End Health Precinct_WE02-AHMS - Adelaide Health and Medical Sciences_Seventh Floor_7062.36 _ Workstation | WE-WE02-07-7062.36 | WE02-07-7062.36-Workstation | West End Health Precinct | WE | WE02 | AHMS - Adelaide Health and Medical Sciences | 07 | Seventh Floor | 7062.36 | 384 | Medicine | 384 | Adelaide Medical School | 2.75 | Workstation | 1 | Office Space Group | 111 | Open Plan - Specific type not defined |  | Excellent | 685.54 | NO
West End Health Precinct_WE02-AHMS - Adelaide Health and Medical Sciences_Seventh Floor_7062.37 _ Workstation | WE-WE02-07-7062.37 | WE02-07-7062.37-Workstation | West End Health Precinct | WE | WE02 | AHMS - Adelaide Health and Medical Sciences | 07 | Seventh Floor | 7062.37 | 384 | Medicine | 384 | Adelaide Medical School | 3.66 | Workstation | 1 | Office Space Group | 111 | Open Plan - Specific type not defined |  | Excellent | 912.39 | NO
West End Health Precinct_WE02-AHMS - Adelaide Health and Medical Sciences_Seventh Floor_7062.38 _ Workstation | WE-WE02-07-7062.38 | WE02-07-7062.38-Workstation | West End Health Precinct | WE | WE02 | AHMS - Adelaide Health and Medical Sciences | 07 | Seventh Floor | 7062.38 | 384 | Medicine | 384 | Adelaide Medical School | 3.66 | Workstation | 1 | Office Space Group | 111 | Open Plan - Specific type not defined |  | Excellent | 912.39 | NO
West End Health Precinct_WE02-AHMS - Adelaide Health and Medical Sciences_Seventh Floor_7062.39 _ Workstation | WE-WE02-07-7062.39 | WE02-07-7062.39-Workstation | West End Health Precinct | WE | WE02 | AHMS - Adelaide Health and Medical Sciences | 07 | Seventh Floor | 7062.39 | 384 | Medicine | 384 | Adelaide Medical School | 3.66 | Workstation | 1 | Office Space Group | 111 | Open Plan - Specific type not defined |  | Excellent | 912.39 | NO
West End Health Precinct_WE02-AHMS - Adelaide Health and Medical Sciences_Seventh Floor_7062.40 _ Workstation | WE-WE02-07-7062.40 | WE02-07-7062.40-Workstation | West End Health Precinct | WE | WE02 | AHMS - Adelaide Health and Medical Sciences | 07 | Seventh Floor | 7062.40 | 384 | Medicine | 384 | Adelaide Medical School | 2.74 | Workstation | 1 | Office Space Group | 111 | Open Plan - Specific type not defined |  | Excellent | 683.04 | NO
West End Health Precinct_WE02-AHMS - Adelaide Health and Medical Sciences_Seventh Floor_7062.41 _ Workstation | WE-WE02-07-7062.41 | WE02-07-7062.41-Workstation | West End Health Precinct | WE | WE02 | AHMS - Adelaide Health and Medical Sciences | 07 | Seventh Floor | 7062.41 | 384 | Medicine | 384 | Adelaide Medical School | 2.75 | Workstation | 1 | Office Space Group | 111 | Open Plan - Specific type not defined |  | Excellent | 685.54 | NO
West End Health Precinct_WE02-AHMS - Adelaide Health and Medical Sciences_Seventh Floor_7062.42 _ Workstation | WE-WE02-07-7062.42 | WE02-07-7062.42-Workstation | West End Health Precinct | WE | WE02 | AHMS - Adelaide Health and Medical Sciences | 07 | Seventh Floor | 7062.42 | 384 | Medicine | 384 | Adelaide Medical School | 3.66 | Workstation | 1 | Office Space Group | 111 | Open Plan - Specific type not defined |  | Excellent | 912.39 | NO
West End Health Precinct_WE02-AHMS - Adelaide Health and Medical Sciences_Seventh Floor_7062.43 _ Workstation | WE-WE02-07-7062.43 | WE02-07-7062.43-Workstation | West End Health Precinct | WE | WE02 | AHMS - Adelaide Health and Medical Sciences | 07 | Seventh Floor | 7062.43 | 384 | Medicine | 384 | Adelaide Medical School | 3.66 | Workstation | 1 | Office Space Group | 111 | Open Plan - Specific type not defined |  | Excellent | 912.39 | NO
West End Health Precinct_WE02-AHMS - Adelaide Health and Medical Sciences_Seventh Floor_7062.44 _ Workstation | WE-WE02-07-7062.44 | WE02-07-7062.44-Workstation | West End Health Precinct | WE | WE02 | AHMS - Adelaide Health and Medical Sciences | 07 | Seventh Floor | 7062.44 | 384 | Medicine | 384 | Adelaide Medical School | 3.66 | Workstation | 1 | Office Space Group | 111 | Open Plan - Specific type not defined |  | Excellent | 912.39 | NO
West End Health Precinct_WE02-AHMS - Adelaide Health and Medical Sciences_Seventh Floor_7062.45 _ Workstation | WE-WE02-07-7062.45 | WE02-07-7062.45-Workstation | West End Health Precinct | WE | WE02 | AHMS - Adelaide Health and Medical Sciences | 07 | Seventh Floor | 7062.45 | 384 | Medicine | 384 | Adelaide Medical School | 3.69 | Workstation | 1 | Office Space Group | 111 | Open Plan - Specific type not defined |  | Excellent | 919.86 | NO
West End Health Precinct_WE02-AHMS - Adelaide Health and Medical Sciences_Seventh Floor_7062.46 _ Workstation | WE-WE02-07-7062.46 | WE02-07-7062.46-Workstation | West End Health Precinct | WE | WE02 | AHMS - Adelaide Health and Medical Sciences | 07 | Seventh Floor | 7062.46 | 384 | Medicine | 384 | Adelaide Medical School | 3.69 | Workstation | 1 | Office Space Group | 111 | Open Plan - Specific type not defined |  | Excellent | 919.86 | NO
West End Health Precinct_WE02-AHMS - Adelaide Health and Medical Sciences_Seventh Floor_7062.47 _ Workstation | WE-WE02-07-7062.47 | WE02-07-7062.47-Workstation | West End Health Precinct | WE | WE02 | AHMS - Adelaide Health and Medical Sciences | 07 | Seventh Floor | 7062.47 | 384 | Medicine | 384 | Adelaide Medical School | 3.66 | Workstation | 1 | Office Space Group | 111 | Open Plan - Specific type not defined |  | Excellent | 912.39 | NO
West End Health Precinct_WE02-AHMS - Adelaide Health and Medical Sciences_Seventh Floor_7062.48 _ Workstation | WE-WE02-07-7062.48 | WE02-07-7062.48-Workstation | West End Health Precinct | WE | WE02 | AHMS - Adelaide Health and Medical Sciences | 07 | Seventh Floor | 7062.48 | 384 | Medicine | 384 | Adelaide Medical School | 3.66 | Workstation | 1 | Office Space Group | 111 | Open Plan - Specific type not defined |  | Excellent | 912.39 | NO
West End Health Precinct_WE02-AHMS - Adelaide Health and Medical Sciences_Seventh Floor_7063 _ Corr. 3 | WE-WE02-07-7063 | WE02-07-7063-Corr. 3 | West End Health Precinct | WE | WE02 | AHMS - Adelaide Health and Medical Sciences | 07 | Seventh Floor | 7063 | 99939 | Unusable Spaces | 99939 | Unusable Spaces | 19.39 | Corr. 3 | 8 | Non Useable Floor Area Space Group | 805 | Non-usable - Circulation space |  | Excellent | 0.00 | NO
West End Health Precinct_WE02-AHMS - Adelaide Health and Medical Sciences_Seventh Floor_7064 _ Meeting 3 (3P) | WE-WE02-07-7064 | WE02-07-7064-Meeting 3 (3P) | West End Health Precinct | WE | WE02 | AHMS - Adelaide Health and Medical Sciences | 07 | Seventh Floor | 7064 | 384 | Medicine | 384 | Adelaide Medical School | 5.06 | Meeting 3 (3P) | 6 | General Facility Space Group | 601 | General Facility - Committee/Conference/Meeting room |  | Excellent | 1,412.75 | NO
West End Health Precinct_WE02-AHMS - Adelaide Health and Medical Sciences_Seventh Floor_7065 _ Meeting 4 (3P) | WE-WE02-07-7065 | WE02-07-7065-Meeting 4 (3P) | West End Health Precinct | WE | WE02 | AHMS - Adelaide Health and Medical Sciences | 07 | Seventh Floor | 7065 | 384 | Medicine | 384 | Adelaide Medical School | 5.19 | Meeting 4 (3P) | 6 | General Facility Space Group | 601 | General Facility - Committee/Conference/Meeting room |  | Excellent | 1,449.05 | NO
West End Health Precinct_WE02-AHMS - Adelaide Health and Medical Sciences_Seventh Floor_7066 _ Meeting 2 (6-8P) | WE-WE02-07-7066 | WE02-07-7066-Meeting 2 (6-8P) | West End Health Precinct | WE | WE02 | AHMS - Adelaide Health and Medical Sciences | 07 | Seventh Floor | 7066 | 384 | Medicine | 384 | Adelaide Medical School | 10.55 | Meeting 2 (6-8P) | 6 | General Facility Space Group | 601 | General Facility - Committee/Conference/Meeting room |  | Excellent | 2,945.56 | NO
West End Health Precinct_WE02-AHMS - Adelaide Health and Medical Sciences_Seventh Floor_7067 _ Office 5 | WE-WE02-07-7067 | WE02-07-7067-Office 5 | West End Health Precinct | WE | WE02 | AHMS - Adelaide Health and Medical Sciences | 07 | Seventh Floor | 7067 | 384 | Medicine | 384 | Adelaide Medical School | 10.63 | Office 5 | 1 | Office Space Group | 108 | Office - Professional/General Staff |  | Excellent | 2,649.91 | NO
West End Health Precinct_WE02-AHMS - Adelaide Health and Medical Sciences_Seventh Floor_7068 _ Office 6 | WE-WE02-07-7068 | WE02-07-7068-Office 6 | West End Health Precinct | WE | WE02 | AHMS - Adelaide Health and Medical Sciences | 07 | Seventh Floor | 7068 | 384 | Medicine | 384 | Adelaide Medical School | 10.63 | Office 6 | 1 | Office Space Group | 108 | Office - Professional/General Staff |  | Excellent | 2,649.91 | NO
West End Health Precinct_WE02-AHMS - Adelaide Health and Medical Sciences_Seventh Floor_7069 _ Office 7 | WE-WE02-07-7069 | WE02-07-7069-Office 7 | West End Health Precinct | WE | WE02 | AHMS - Adelaide Health and Medical Sciences | 07 | Seventh Floor | 7069 | 384 | Medicine | 384 | Adelaide Medical School | 10.41 | Office 7 | 1 | Office Space Group | 108 | Office - Professional/General Staff |  | Excellent | 2,595.06 | NO
West End Health Precinct_WE02-AHMS - Adelaide Health and Medical Sciences_Seventh Floor_7070 _ Office 8 | WE-WE02-07-7070 | WE02-07-7070-Office 8 | West End Health Precinct | WE | WE02 | AHMS - Adelaide Health and Medical Sciences | 07 | Seventh Floor | 7070 | 384 | Medicine | 384 | Adelaide Medical School | 10.21 | Office 8 | 1 | Office Space Group | 108 | Office - Professional/General Staff |  | Excellent | 2,545.21 | NO
West End Health Precinct_WE02-AHMS - Adelaide Health and Medical Sciences_Seventh Floor_7071 _ Workstation - circulation | WE-WE02-07-7071 | WE02-07-7071-Workstation - circulation | West End Health Precinct | WE | WE02 | AHMS - Adelaide Health and Medical Sciences | 07 | Seventh Floor | 7071 | 384 | Medicine | 384 | Adelaide Medical School | 50.06 | Workstation - circulation | 1 | Office Space Group | 111 | Open Plan - Specific type not defined |  | Excellent | 12,479.24 | NO
West End Health Precinct_WE02-AHMS - Adelaide Health and Medical Sciences_Seventh Floor_7071.01 _ Workstation | WE-WE02-07-7071.01 | WE02-07-7071.01-Workstation | West End Health Precinct | WE | WE02 | AHMS - Adelaide Health and Medical Sciences | 07 | Seventh Floor | 7071.01 | 384 | Medicine | 384 | Adelaide Medical School | 2.7 | Workstation | 1 | Office Space Group | 111 | Open Plan - Specific type not defined |  | Excellent | 673.07 | NO
West End Health Precinct_WE02-AHMS - Adelaide Health and Medical Sciences_Seventh Floor_7071.02 _ Workstation | WE-WE02-07-7071.02 | WE02-07-7071.02-Workstation | West End Health Precinct | WE | WE02 | AHMS - Adelaide Health and Medical Sciences | 07 | Seventh Floor | 7071.02 | 99956 | Faculty of Health & Medical Sciences - Shared Space | 340 | Health & Medical Sciences Faculty Office | 2.7 | Workstation | 1 | Office Space Group | 111 | Open Plan - Specific type not defined |  | Excellent | 673.07 | NO
West End Health Precinct_WE02-AHMS - Adelaide Health and Medical Sciences_Seventh Floor_7071.03 _ Workstation | WE-WE02-07-7071.03 | WE02-07-7071.03-Workstation | West End Health Precinct | WE | WE02 | AHMS - Adelaide Health and Medical Sciences | 07 | Seventh Floor | 7071.03 | 99956 | Faculty of Health & Medical Sciences - Shared Space | 340 | Health & Medical Sciences Faculty Office | 3.6 | Workstation | 1 | Office Space Group | 111 | Open Plan - Specific type not defined |  | Excellent | 897.43 | NO
West End Health Precinct_WE02-AHMS - Adelaide Health and Medical Sciences_Seventh Floor_7071.04 _ Workstation | WE-WE02-07-7071.04 | WE02-07-7071.04-Workstation | West End Health Precinct | WE | WE02 | AHMS - Adelaide Health and Medical Sciences | 07 | Seventh Floor | 7071.04 | 99956 | Faculty of Health & Medical Sciences - Shared Space | 340 | Health & Medical Sciences Faculty Office | 3.6 | Workstation | 1 | Office Space Group | 111 | Open Plan - Specific type not defined |  | Excellent | 897.43 | NO
West End Health Precinct_WE02-AHMS - Adelaide Health and Medical Sciences_Seventh Floor_7071.05 _ Workstation | WE-WE02-07-7071.05 | WE02-07-7071.05-Workstation | West End Health Precinct | WE | WE02 | AHMS - Adelaide Health and Medical Sciences | 07 | Seventh Floor | 7071.05 | 99956 | Faculty of Health & Medical Sciences - Shared Space | 340 | Health & Medical Sciences Faculty Office | 2.7 | Workstation | 1 | Office Space Group | 111 | Open Plan - Specific type not defined |  | Excellent | 673.07 | NO
West End Health Precinct_WE02-AHMS - Adelaide Health and Medical Sciences_Seventh Floor_7071.06 _ Workstation | WE-WE02-07-7071.06 | WE02-07-7071.06-Workstation | West End Health Precinct | WE | WE02 | AHMS - Adelaide Health and Medical Sciences | 07 | Seventh Floor | 7071.06 | 99956 | Faculty of Health & Medical Sciences - Shared Space | 340 | Health & Medical Sciences Faculty Office | 2.7 | Workstation | 1 | Office Space Group | 111 | Open Plan - Specific type not defined |  | Excellent | 673.07 | NO
West End Health Precinct_WE02-AHMS - Adelaide Health and Medical Sciences_Seventh Floor_7071.07 _ Workstation | WE-WE02-07-7071.07 | WE02-07-7071.07-Workstation | West End Health Precinct | WE | WE02 | AHMS - Adelaide Health and Medical Sciences | 07 | Seventh Floor | 7071.07 | 99956 | Faculty of Health & Medical Sciences - Shared Space | 340 | Health & Medical Sciences Faculty Office | 3.6 | Workstation | 1 | Office Space Group | 111 | Open Plan - Specific type not defined |  | Excellent | 897.43 | NO
West End Health Precinct_WE02-AHMS - Adelaide Health and Medical Sciences_Seventh Floor_7071.08 _ Workstation | WE-WE02-07-7071.08 | WE02-07-7071.08-Workstation | West End Health Precinct | WE | WE02 | AHMS - Adelaide Health and Medical Sciences | 07 | Seventh Floor | 7071.08 | 99956 | Faculty of Health & Medical Sciences - Shared Space | 340 | Health & Medical Sciences Faculty Office | 3.6 | Workstation | 1 | Office Space Group | 111 | Open Plan - Specific type not defined |  | Excellent | 897.43 | NO
West End Health Precinct_WE02-AHMS - Adelaide Health and Medical Sciences_Seventh Floor_7071.09 _ Workstation | WE-WE02-07-7071.09 | WE02-07-7071.09-Workstation | West End Health Precinct | WE | WE02 | AHMS - Adelaide Health and Medical Sciences | 07 | Seventh Floor | 7071.09 | 384 | Medicine | 384 | Adelaide Medical School | 2.7 | Workstation | 1 | Office Space Group | 111 | Open Plan - Specific type not defined |  | Excellent | 673.07 | NO
West End Health Precinct_WE02-AHMS - Adelaide Health and Medical Sciences_Seventh Floor_7071.10 _ Workstation | WE-WE02-07-7071.10 | WE02-07-7071.10-Workstation | West End Health Precinct | WE | WE02 | AHMS - Adelaide Health and Medical Sciences | 07 | Seventh Floor | 7071.10 | 384 | Medicine | 384 | Adelaide Medical School | 2.7 | Workstation | 1 | Office Space Group | 111 | Open Plan - Specific type not defined |  | Excellent | 673.07 | NO
West End Health Precinct_WE02-AHMS - Adelaide Health and Medical Sciences_Seventh Floor_7071.11 _ Workstation | WE-WE02-07-7071.11 | WE02-07-7071.11-Workstation | West End Health Precinct | WE | WE02 | AHMS - Adelaide Health and Medical Sciences | 07 | Seventh Floor | 7071.11 | 384 | Medicine | 384 | Adelaide Medical School | 3.6 | Workstation | 1 | Office Space Group | 111 | Open Plan - Specific type not defined |  | Excellent | 897.43 | NO
West End Health Precinct_WE02-AHMS - Adelaide Health and Medical Sciences_Seventh Floor_7071.12 _ Workstation | WE-WE02-07-7071.12 | WE02-07-7071.12-Workstation | West End Health Precinct | WE | WE02 | AHMS - Adelaide Health and Medical Sciences | 07 | Seventh Floor | 7071.12 | 384 | Medicine | 384 | Adelaide Medical School | 3.6 | Workstation | 1 | Office Space Group | 111 | Open Plan - Specific type not defined |  | Excellent | 897.43 | NO
West End Health Precinct_WE02-AHMS - Adelaide Health and Medical Sciences_Seventh Floor_7071.13 _ Workstation | WE-WE02-07-7071.13 | WE02-07-7071.13-Workstation | West End Health Precinct | WE | WE02 | AHMS - Adelaide Health and Medical Sciences | 07 | Seventh Floor | 7071.13 | 384 | Medicine | 384 | Adelaide Medical School | 2.7 | Workstation | 1 | Office Space Group | 111 | Open Plan - Specific type not defined |  | Excellent | 673.07 | NO
West End Health Precinct_WE02-AHMS - Adelaide Health and Medical Sciences_Seventh Floor_7071.14 _ Workstation | WE-WE02-07-7071.14 | WE02-07-7071.14-Workstation | West End Health Precinct | WE | WE02 | AHMS - Adelaide Health and Medical Sciences | 07 | Seventh Floor | 7071.14 | 384 | Medicine | 384 | Adelaide Medical School | 2.7 | Workstation | 1 | Office Space Group | 111 | Open Plan - Specific type not defined |  | Excellent | 673.07 | NO
West End Health Precinct_WE02-AHMS - Adelaide Health and Medical Sciences_Seventh Floor_7071.15 _ Workstation | WE-WE02-07-7071.15 | WE02-07-7071.15-Workstation | West End Health Precinct | WE | WE02 | AHMS - Adelaide Health and Medical Sciences | 07 | Seventh Floor | 7071.15 | 384 | Medicine | 384 | Adelaide Medical School | 3.6 | Workstation | 1 | Office Space Group | 111 | Open Plan - Specific type not defined |  | Excellent | 897.43 | NO
West End Health Precinct_WE02-AHMS - Adelaide Health and Medical Sciences_Seventh Floor_7071.16 _ Workstation | WE-WE02-07-7071.16 | WE02-07-7071.16-Workstation | West End Health Precinct | WE | WE02 | AHMS - Adelaide Health and Medical Sciences | 07 | Seventh Floor | 7071.16 | 384 | Medicine | 384 | Adelaide Medical School | 3.6 | Workstation | 1 | Office Space Group | 111 | Open Plan - Specific type not defined |  | Excellent | 897.43 | NO
West End Health Precinct_WE02-AHMS - Adelaide Health and Medical Sciences_Seventh Floor_7071.17 _ Workstation | WE-WE02-07-7071.17 | WE02-07-7071.17-Workstation | West End Health Precinct | WE | WE02 | AHMS - Adelaide Health and Medical Sciences | 07 | Seventh Floor | 7071.17 | 384 | Medicine | 384 | Adelaide Medical School | 3.71 | Workstation | 1 | Office Space Group | 111 | Open Plan - Specific type not defined |  | Excellent | 924.85 | NO
West End Health Precinct_WE02-AHMS - Adelaide Health and Medical Sciences_Seventh Floor_7071.18 _ Workstation | WE-WE02-07-7071.18 | WE02-07-7071.18-Workstation | West End Health Precinct | WE | WE02 | AHMS - Adelaide Health and Medical Sciences | 07 | Seventh Floor | 7071.18 | 384 | Medicine | 384 | Adelaide Medical School | 3.71 | Workstation | 1 | Office Space Group | 111 | Open Plan - Specific type not defined |  | Excellent | 924.85 | NO
West End Health Precinct_WE02-AHMS - Adelaide Health and Medical Sciences_Seventh Floor_7071.19 _ Workstation | WE-WE02-07-7071.19 | WE02-07-7071.19-Workstation | West End Health Precinct | WE | WE02 | AHMS - Adelaide Health and Medical Sciences | 07 | Seventh Floor | 7071.19 | 384 | Medicine | 384 | Adelaide Medical School | 3.72 | Workstation | 1 | Office Space Group | 111 | Open Plan - Specific type not defined |  | Excellent | 927.34 | NO
West End Health Precinct_WE02-AHMS - Adelaide Health and Medical Sciences_Seventh Floor_7071A _ Informal Work | WE-WE02-07-7071A | WE02-07-7071A-Informal Work | West End Health Precinct | WE | WE02 | AHMS - Adelaide Health and Medical Sciences | 07 | Seventh Floor | 7071A | 384 | Medicine | 384 | Adelaide Medical School | 5.81 | Informal Work | 1 | Office Space Group | 119 | Informal Work Space |  | Excellent | 1,448.35 | NO
West End Health Precinct_WE02-AHMS - Adelaide Health and Medical Sciences_Seventh Floor_7072 _ Foyer - West | WE-WE02-07-7072 | WE02-07-7072-Foyer - West | West End Health Precinct | WE | WE02 | AHMS - Adelaide Health and Medical Sciences | 07 | Seventh Floor | 7072 | 99939 | Unusable Spaces | 99939 | Unusable Spaces | 60.98 | Foyer - West | 8 | Non Useable Floor Area Space Group | 805 | Non-usable - Circulation space |  | Excellent | 0.00 | NO
West End Health Precinct_WE02-AHMS - Adelaide Health and Medical Sciences_Seventh Floor_7073 _ Corr. 4 | WE-WE02-07-7073 | WE02-07-7073-Corr. 4 | West End Health Precinct | WE | WE02 | AHMS - Adelaide Health and Medical Sciences | 07 | Seventh Floor | 7073 | 99939 | Unusable Spaces | 99939 | Unusable Spaces | 19.76 | Corr. 4 | 8 | Non Useable Floor Area Space Group | 805 | Non-usable - Circulation space |  | Excellent | 0.00 | NO
West End Health Precinct_WE02-AHMS - Adelaide Health and Medical Sciences_Seventh Floor_7074 _ Seating 1 | WE-WE02-07-7074 | WE02-07-7074-Seating 1 | West End Health Precinct | WE | WE02 | AHMS - Adelaide Health and Medical Sciences | 07 | Seventh Floor | 7074 | 384 | Medicine | 384 | Adelaide Medical School | 1.72 | Seating 1 | 5 | Library, IT and Learning Space Group | 517 | Informal Learning | INFORMAL-PRIM-S | Excellent | 480.22 | NO
West End Health Precinct_WE02-AHMS - Adelaide Health and Medical Sciences_Seventh Floor_7075 _ Secure Store | WE-WE02-07-7075 | WE02-07-7075-Secure Store | West End Health Precinct | WE | WE02 | AHMS - Adelaide Health and Medical Sciences | 07 | Seventh Floor | 7075 | 384 | Medicine | 384 | Adelaide Medical School | 4.79 | Secure Store | 4 | Ancillary Area Space Group | 419 | Ancillary Area - Store Room - Generic |  | Excellent | 1,050.79 | NO
West End Health Precinct_WE02-AHMS - Adelaide Health and Medical Sciences_Seventh Floor_7076 _ Elec | WE-WE02-07-7076 | WE02-07-7076-Elec | West End Health Precinct | WE | WE02 | AHMS - Adelaide Health and Medical Sciences | 07 | Seventh Floor | 7076 | 99939 | Unusable Spaces | 99939 | Unusable Spaces | 2.53 | Elec | 8 | Non Useable Floor Area Space Group | 840 | Non-usable - Service riser |  | Excellent | 0.00 | NO
West End Health Precinct_WE02-AHMS - Adelaide Health and Medical Sciences_Seventh Floor_7077 _ Seating 2 | WE-WE02-07-7077 | WE02-07-7077-Seating 2 | West End Health Precinct | WE | WE02 | AHMS - Adelaide Health and Medical Sciences | 07 | Seventh Floor | 7077 | 384 | Medicine | 384 | Adelaide Medical School | 2.54 | Seating 2 | 5 | Library, IT and Learning Space Group | 517 | Informal Learning | INFORMAL-PRIM-S | Excellent | 709.17 | NO
West End Health Precinct_WE02-AHMS - Adelaide Health and Medical Sciences_Seventh Floor_7078 _ Tea Station 1 | WE-WE02-07-7078 | WE02-07-7078-Tea Station 1 | West End Health Precinct | WE | WE02 | AHMS - Adelaide Health and Medical Sciences | 07 | Seventh Floor | 7078 | 99939 | Unusable Spaces | 99939 | Unusable Spaces | 5.15 | Tea Station 1 | 6 | General Facility Space Group | 608 | General Facility - Kitchen/Servery/Food Storage |  | Excellent | 1,437.88 | NO
West End Health Precinct_WE02-AHMS - Adelaide Health and Medical Sciences_Seventh Floor_7078A _ Seating | WE-WE02-07-7078A | WE02-07-7078A-Seating | West End Health Precinct | WE | WE02 | AHMS - Adelaide Health and Medical Sciences | 07 | Seventh Floor | 7078A | 384 | Medicine | 384 | Adelaide Medical School | 8.64 | Seating | 5 | Library, IT and Learning Space Group | 517 | Informal Learning | INFORMAL-PRIM-S | Excellent | 2,412.29 | NO
West End Health Precinct_WE02-AHMS - Adelaide Health and Medical Sciences_Seventh Floor_7079 _ Meeting - Informal | WE-WE02-07-7079 | WE02-07-7079-Meeting - Informal | West End Health Precinct | WE | WE02 | AHMS - Adelaide Health and Medical Sciences | 07 | Seventh Floor | 7079 | 384 | Medicine | 384 | Adelaide Medical School | 19.88 | Meeting - Informal | 1 | Office Space Group | 119 | Informal Work Space |  | Excellent | 4,955.80 | NO
West End Health Precinct_WE02-AHMS - Adelaide Health and Medical Sciences_Seventh Floor_7079A _ Circ. | WE-WE02-07-7079A | WE02-07-7079A-Circ. | West End Health Precinct | WE | WE02 | AHMS - Adelaide Health and Medical Sciences | 07 | Seventh Floor | 7079A | 99939 | Unusable Spaces | 99939 | Unusable Spaces | 88.26 | Circ. | 8 | Non Useable Floor Area Space Group | 805 | Non-usable - Circulation space |  | Excellent | 0.00 | NO
West End Health Precinct_WE02-AHMS - Adelaide Health and Medical Sciences_Seventh Floor_7080 _ Utility 1 | WE-WE02-07-7080 | WE02-07-7080-Utility 1 | West End Health Precinct | WE | WE02 | AHMS - Adelaide Health and Medical Sciences | 07 | Seventh Floor | 7080 | 384 | Medicine | 384 | Adelaide Medical School | 3.73 | Utility 1 | 6 | General Facility Space Group | 603 | General Facility - Resource room |  | Excellent | 1,041.42 | NO
West End Health Precinct_WE02-AHMS - Adelaide Health and Medical Sciences_Seventh Floor_7080A _ Bins | WE-WE02-07-7080A | WE02-07-7080A-Bins | West End Health Precinct | WE | WE02 | AHMS - Adelaide Health and Medical Sciences | 07 | Seventh Floor | 7080A | 99939 | Unusable Spaces | 99939 | Unusable Spaces | 0.53 | Bins | 8 | Non Useable Floor Area Space Group | 841 | Non-usable - Waste management |  | Excellent | 0.00 | NO
West End Health Precinct_WE02-AHMS - Adelaide Health and Medical Sciences_Seventh Floor_7081 _ VSR | WE-WE02-07-7081 | WE02-07-7081-VSR | West End Health Precinct | WE | WE02 | AHMS - Adelaide Health and Medical Sciences | 07 | Seventh Floor | 7081 | 99939 | Unusable Spaces | 99939 | Unusable Spaces | 1.18 | VSR | 8 | Non Useable Floor Area Space Group | 840 | Non-usable - Service riser |  | Excellent | 0.00 | NO
West End Health Precinct_WE02-AHMS - Adelaide Health and Medical Sciences_Seventh Floor_7082 _ Utility 2 | WE-WE02-07-7082 | WE02-07-7082-Utility 2 | West End Health Precinct | WE | WE02 | AHMS - Adelaide Health and Medical Sciences | 07 | Seventh Floor | 7082 | 384 | Medicine | 384 | Adelaide Medical School | 4.64 | Utility 2 | 6 | General Facility Space Group | 603 | General Facility - Resource room |  | Excellent | 1,295.49 | NO
West End Health Precinct_WE02-AHMS - Adelaide Health and Medical Sciences_Seventh Floor_7082A _ Bins | WE-WE02-07-7082A | WE02-07-7082A-Bins | West End Health Precinct | WE | WE02 | AHMS - Adelaide Health and Medical Sciences | 07 | Seventh Floor | 7082A | 99939 | Unusable Spaces | 99939 | Unusable Spaces | 1.05 | Bins | 8 | Non Useable Floor Area Space Group | 841 | Non-usable - Waste management |  | Excellent | 0.00 | NO
West End Health Precinct_WE02-AHMS - Adelaide Health and Medical Sciences_Seventh Floor_7083 _ Tea Station 2 | WE-WE02-07-7083 | WE02-07-7083-Tea Station 2 | West End Health Precinct | WE | WE02 | AHMS - Adelaide Health and Medical Sciences | 07 | Seventh Floor | 7083 | 99939 | Unusable Spaces | 99939 | Unusable Spaces | 5.35 | Tea Station 2 | 6 | General Facility Space Group | 608 | General Facility - Kitchen/Servery/Food Storage |  | Excellent | 1,493.72 | NO
West End Health Precinct_WE02-AHMS - Adelaide Health and Medical Sciences_Seventh Floor_7084 _ Meeting - Informal | WE-WE02-07-7084 | WE02-07-7084-Meeting - Informal | West End Health Precinct | WE | WE02 | AHMS - Adelaide Health and Medical Sciences | 07 | Seventh Floor | 7084 | 384 | Medicine | 384 | Adelaide Medical School | 22.84 | Meeting - Informal | 1 | Office Space Group | 119 | Informal Work Space |  | Excellent | 5,693.69 | NO
West End Health Precinct_WE02-AHMS - Adelaide Health and Medical Sciences_Seventh Floor_7084A _ Compactus | WE-WE02-07-7084A | WE02-07-7084A-Compactus | West End Health Precinct | WE | WE02 | AHMS - Adelaide Health and Medical Sciences | 07 | Seventh Floor | 7084A | 384 | Medicine | 384 | Adelaide Medical School | 12.17 | Compactus | 4 | Ancillary Area Space Group | 419 | Ancillary Area - Store Room - Generic |  | Excellent | 2,669.75 | NO
West End Health Precinct_WE02-AHMS - Adelaide Health and Medical Sciences_Seventh Floor_7090 _ PCR [PC2-Cert] | WE-WE02-07-7090 | WE02-07-7090-PCR [PC2-Cert] | West End Health Precinct | WE | WE02 | AHMS - Adelaide Health and Medical Sciences | 07 | Seventh Floor | 7090 | 384 | Medicine | 384 | Adelaide Medical School | 28.56 | PCR [PC2-Cert] | 3 | Specialist Teaching or Research Space Group | 306 | Laboratory - Scientific/Medical/Engineering - WET - Postgraduate/Research | RATED - PC2 | Excellent | 9,469.07 | NO
West End Health Precinct_WE02-AHMS - Adelaide Health and Medical Sciences_Seventh Floor_7091 _ West Services Riser | WE-WE02-07-7091 | WE02-07-7091-West Services Riser | West End Health Precinct | WE | WE02 | AHMS - Adelaide Health and Medical Sciences | 07 | Seventh Floor | 7091 | 99939 | Unusable Spaces | 99939 | Unusable Spaces | 10.11 | West Services Riser | 8 | Non Useable Floor Area Space Group | 840 | Non-usable - Service riser |  | Excellent | 0.00 | NO
West End Health Precinct_WE02-AHMS - Adelaide Health and Medical Sciences_Seventh Floor_7092 _ +4 deg. Cool Room [PC2-Cert] | WE-WE02-07-7092 | WE02-07-7092-+4 deg. Cool Room [PC2-Cert] | West End Health Precinct | WE | WE02 | AHMS - Adelaide Health and Medical Sciences | 07 | Seventh Floor | 7092 | 384 | Medicine | 384 | Adelaide Medical School | 9.8 | +4 deg. Cool Room [PC2-Cert] | 4 | Ancillary Area Space Group | 405 | Ancillary Area - Constant Temperature/ Freezer/Cold/Warm Rooms | RATED - PC2 | Excellent | 2,149.84 | NO
West End Health Precinct_WE02-AHMS - Adelaide Health and Medical Sciences_Seventh Floor_7093 _ Shared Equipment [PC2-Cert] | WE-WE02-07-7093 | WE02-07-7093-Shared Equipment [PC2-Cert] | West End Health Precinct | WE | WE02 | AHMS - Adelaide Health and Medical Sciences | 07 | Seventh Floor | 7093 | 384 | Medicine | 384 | Adelaide Medical School | 23.19 | Shared Equipment [PC2-Cert] | 4 | Ancillary Area Space Group | 419 | Ancillary Area - Store Room - Generic | RATED - PC2 | Excellent | 5,087.22 | NO
West End Health Precinct_WE02-AHMS - Adelaide Health and Medical Sciences_Seventh Floor_7094 _ Processing [PC2-Cert] | WE-WE02-07-7094 | WE02-07-7094-Processing [PC2-Cert] | West End Health Precinct | WE | WE02 | AHMS - Adelaide Health and Medical Sciences | 07 | Seventh Floor | 7094 | 384 | Medicine | 384 | Adelaide Medical School | 21.81 | Processing [PC2-Cert] | 3 | Specialist Teaching or Research Space Group | 306 | Laboratory - Scientific/Medical/Engineering - WET - Postgraduate/Research | RATED - PC2 | Excellent | 7,231.11 | NO
West End Health Precinct_WE02-AHMS - Adelaide Health and Medical Sciences_Seventh Floor_7095 _ Microtomy [PC2-Cert] | WE-WE02-07-7095 | WE02-07-7095-Microtomy [PC2-Cert] | West End Health Precinct | WE | WE02 | AHMS - Adelaide Health and Medical Sciences | 07 | Seventh Floor | 7095 | 384 | Medicine | 384 | Adelaide Medical School | 21.45 | Microtomy [PC2-Cert] | 3 | Specialist Teaching or Research Space Group | 306 | Laboratory - Scientific/Medical/Engineering - WET - Postgraduate/Research | RATED - PC2 | Excellent | 7,111.75 | NO
West End Health Precinct_WE02-AHMS - Adelaide Health and Medical Sciences_Seventh Floor_7096 _ Histology [PC2-Cert] | WE-WE02-07-7096 | WE02-07-7096-Histology [PC2-Cert] | West End Health Precinct | WE | WE02 | AHMS - Adelaide Health and Medical Sciences | 07 | Seventh Floor | 7096 | 384 | Medicine | 384 | Adelaide Medical School | 20.14 | Histology [PC2-Cert] | 3 | Specialist Teaching or Research Space Group | 306 | Laboratory - Scientific/Medical/Engineering - WET - Postgraduate/Research | RATED - PC2 | Excellent | 6,677.42 | NO
West End Health Precinct_WE02-AHMS - Adelaide Health and Medical Sciences_Seventh Floor_7096A _ Sevices | WE-WE02-07-7096A | WE02-07-7096A-Sevices | West End Health Precinct | WE | WE02 | AHMS - Adelaide Health and Medical Sciences | 07 | Seventh Floor | 7096A | 99939 | Unusable Spaces | 99939 | Unusable Spaces | 0.22 | Sevices | 8 | Non Useable Floor Area Space Group | 840 | Non-usable - Service riser |  | Excellent | 0.00 | NO
West End Health Precinct_WE02-AHMS - Adelaide Health and Medical Sciences_Seventh Floor_7097 _ Sample Receivals [PC2-Cert] | WE-WE02-07-7097 | WE02-07-7097-Sample Receivals [PC2-Cert] | West End Health Precinct | WE | WE02 | AHMS - Adelaide Health and Medical Sciences | 07 | Seventh Floor | 7097 | 384 | Medicine | 384 | Adelaide Medical School | 29.64 | Sample Receivals [PC2-Cert] | 3 | Specialist Teaching or Research Space Group | 306 | Laboratory - Scientific/Medical/Engineering - WET - Postgraduate/Research | RATED - PC2 | Excellent | 9,827.14 | NO
West End Health Precinct_WE02-AHMS - Adelaide Health and Medical Sciences_Seventh Floor_7098 _ Sample Prep [PC2-Cert] | WE-WE02-07-7098 | WE02-07-7098-Sample Prep [PC2-Cert] | West End Health Precinct | WE | WE02 | AHMS - Adelaide Health and Medical Sciences | 07 | Seventh Floor | 7098 | 384 | Medicine | 384 | Adelaide Medical School | 8.58 | Sample Prep [PC2-Cert] | 3 | Specialist Teaching or Research Space Group | 306 | Laboratory - Scientific/Medical/Engineering - WET - Postgraduate/Research | RATED - PC2 | Excellent | 2,844.70 | NO
West End Health Precinct_WE02-AHMS - Adelaide Health and Medical Sciences_Seventh Floor_7098A _ Sevices | WE-WE02-07-7098A | WE02-07-7098A-Sevices | West End Health Precinct | WE | WE02 | AHMS - Adelaide Health and Medical Sciences | 07 | Seventh Floor | 7098A | 99939 | Unusable Spaces | 99939 | Unusable Spaces | 1.14 | Sevices | 8 | Non Useable Floor Area Space Group | 840 | Non-usable - Service riser |  | Excellent | 0.00 | NO
West End Health Precinct_WE02-AHMS - Adelaide Health and Medical Sciences_Seventh Floor_7099 _ Entry / Store [PC2-Cert] | WE-WE02-07-7099 | WE02-07-7099-Entry / Store [PC2-Cert] | West End Health Precinct | WE | WE02 | AHMS - Adelaide Health and Medical Sciences | 07 | Seventh Floor | 7099 | 384 | Medicine | 384 | Adelaide Medical School | 20.55 | Entry / Store [PC2-Cert] | 4 | Ancillary Area Space Group | 419 | Ancillary Area - Store Room - Generic | RATED - PC2 | Excellent | 4,508.08 | NO
West End Health Precinct_WE02-AHMS - Adelaide Health and Medical Sciences_Seventh Floor_7100 _ VSR | WE-WE02-07-7100 | WE02-07-7100-VSR | West End Health Precinct | WE | WE02 | AHMS - Adelaide Health and Medical Sciences | 07 | Seventh Floor | 7100 | 99939 | Unusable Spaces | 99939 | Unusable Spaces | 0.59 | VSR | 8 | Non Useable Floor Area Space Group | 840 | Non-usable - Service riser |  | Excellent | 0.00 | NO
West End Health Precinct_WE02-AHMS - Adelaide Health and Medical Sciences_Seventh Floor_7100A _ VSR | WE-WE02-07-7100A | WE02-07-7100A-VSR | West End Health Precinct | WE | WE02 | AHMS - Adelaide Health and Medical Sciences | 07 | Seventh Floor | 7100A | 99939 | Unusable Spaces | 99939 | Unusable Spaces | 0.8 | VSR | 8 | Non Useable Floor Area Space Group | 840 | Non-usable - Service riser |  | Excellent | 0.00 | NO
West End Health Precinct_WE02-AHMS - Adelaide Health and Medical Sciences_Seventh Floor_7101 _ Comms | WE-WE02-07-7101 | WE02-07-7101-Comms | West End Health Precinct | WE | WE02 | AHMS - Adelaide Health and Medical Sciences | 07 | Seventh Floor | 7101 | 99939 | Unusable Spaces | 99939 | Unusable Spaces | 16.62 | Comms | 8 | Non Useable Floor Area Space Group | 812 | Non-usable - Comms/network system/Telephone/PABX |  | Excellent | 0.00 | NO
West End Health Precinct_WE02-AHMS - Adelaide Health and Medical Sciences_Seventh Floor_7101A _ Sevices | WE-WE02-07-7101A | WE02-07-7101A-Sevices | West End Health Precinct | WE | WE02 | AHMS - Adelaide Health and Medical Sciences | 07 | Seventh Floor | 7101A | 99939 | Unusable Spaces | 99939 | Unusable Spaces | 0.92 | Sevices | 8 | Non Useable Floor Area Space Group | 840 | Non-usable - Service riser |  | Excellent | 0.00 | NO
West End Health Precinct_WE02-AHMS - Adelaide Health and Medical Sciences_Seventh Floor_7102 _ -80 deg. Freezer Room [PC2-Cert] | WE-WE02-07-7102 | WE02-07-7102--80 deg. Freezer Room [PC2-Cert] | West End Health Precinct | WE | WE02 | AHMS - Adelaide Health and Medical Sciences | 07 | Seventh Floor | 7102 | 384 | Medicine | 384 | Adelaide Medical School | 18.8 | -80 deg. Freezer Room [PC2-Cert] | 4 | Ancillary Area Space Group | 405 | Ancillary Area - Constant Temperature/ Freezer/Cold/Warm Rooms | RATED - PC2 | Excellent | 4,124.18 | NO
West End Health Precinct_WE02-AHMS - Adelaide Health and Medical Sciences_Seventh Floor_7103 _ Embryology Wash [PC2-Cert] | WE-WE02-07-7103 | WE02-07-7103-Embryology Wash [PC2-Cert] | West End Health Precinct | WE | WE02 | AHMS - Adelaide Health and Medical Sciences | 07 | Seventh Floor | 7103 | 384 | Medicine | 384 | Adelaide Medical School | 7.62 | Embryology Wash [PC2-Cert] | 3 | Specialist Teaching or Research Space Group | 306 | Laboratory - Scientific/Medical/Engineering - WET - Postgraduate/Research | RATED - PC2 | Excellent | 2,526.41 | NO
West End Health Precinct_WE02-AHMS - Adelaide Health and Medical Sciences_Seventh Floor_7104 _ Wash [PC2-Cert] | WE-WE02-07-7104 | WE02-07-7104-Wash [PC2-Cert] | West End Health Precinct | WE | WE02 | AHMS - Adelaide Health and Medical Sciences | 07 | Seventh Floor | 7104 | 384 | Medicine | 384 | Adelaide Medical School | 38.74 | Wash [PC2-Cert] | 3 | Specialist Teaching or Research Space Group | 306 | Laboratory - Scientific/Medical/Engineering - WET - Postgraduate/Research | RATED - PC2 | Excellent | 12,844.25 | NO
West End Health Precinct_WE02-AHMS - Adelaide Health and Medical Sciences_Seventh Floor_7105 _ East Services Riser | WE-WE02-07-7105 | WE02-07-7105-East Services Riser | West End Health Precinct | WE | WE02 | AHMS - Adelaide Health and Medical Sciences | 07 | Seventh Floor | 7105 | 99939 | Unusable Spaces | 99939 | Unusable Spaces | 10.54 | East Services Riser | 8 | Non Useable Floor Area Space Group | 840 | Non-usable - Service riser |  | Excellent | 0.00 | NO
West End Health Precinct_WE02-AHMS - Adelaide Health and Medical Sciences_Seventh Floor_7106 _ Gas Manifold | WE-WE02-07-7106 | WE02-07-7106-Gas Manifold | West End Health Precinct | WE | WE02 | AHMS - Adelaide Health and Medical Sciences | 07 | Seventh Floor | 7106 | 99939 | Unusable Spaces | 99939 | Unusable Spaces | 3.65 | Gas Manifold | 8 | Non Useable Floor Area Space Group | 840 | Non-usable - Service riser |  | Excellent | 0.00 | NO
West End Health Precinct_WE02-AHMS - Adelaide Health and Medical Sciences_Seventh Floor_7107 _ Elec | WE-WE02-07-7107 | WE02-07-7107-Elec | West End Health Precinct | WE | WE02 | AHMS - Adelaide Health and Medical Sciences | 07 | Seventh Floor | 7107 | 99939 | Unusable Spaces | 99939 | Unusable Spaces | 2.79 | Elec | 8 | Non Useable Floor Area Space Group | 840 | Non-usable - Service riser |  | Excellent | 0.00 | NO
West End Health Precinct_WE02-AHMS - Adelaide Health and Medical Sciences_Seventh Floor_7108 _ Entry - East | WE-WE02-07-7108 | WE02-07-7108-Entry - East | West End Health Precinct | WE | WE02 | AHMS - Adelaide Health and Medical Sciences | 07 | Seventh Floor | 7108 | 99939 | Unusable Spaces | 99939 | Unusable Spaces | 20.9 | Entry - East | 8 | Non Useable Floor Area Space Group | 805 | Non-usable - Circulation space |  | Excellent | 0.00 | NO
West End Health Precinct_WE02-AHMS - Adelaide Health and Medical Sciences_Seventh Floor_7109B _ Entry 1 [PC2-Cert] | WE-WE02-07-7109B | WE02-07-7109B-Entry 1 [PC2-Cert] | West End Health Precinct | WE | WE02 | AHMS - Adelaide Health and Medical Sciences | 07 | Seventh Floor | 7109B | 99939 | Unusable Spaces | 99939 | Unusable Spaces | 54.65 | Entry 1 [PC2-Cert] | 8 | Non Useable Floor Area Space Group | 805 | Non-usable - Circulation space | RATED - PC2 | Excellent | 0.00 | NO
West End Health Precinct_WE02-AHMS - Adelaide Health and Medical Sciences_Seventh Floor_7110 _ Tissue Culture 1 [PC2-Cert] | WE-WE02-07-7110 | WE02-07-7110-Tissue Culture 1 [PC2-Cert] | West End Health Precinct | WE | WE02 | AHMS - Adelaide Health and Medical Sciences | 07 | Seventh Floor | 7110 | 384 | Medicine | 384 | Adelaide Medical School | 72.16 | Tissue Culture 1 [PC2-Cert] | 3 | Specialist Teaching or Research Space Group | 306 | Laboratory - Scientific/Medical/Engineering - WET - Postgraduate/Research | RATED - PC2 | Excellent | 23,924.65 | NO
West End Health Precinct_WE02-AHMS - Adelaide Health and Medical Sciences_Seventh Floor_7111 _ Microscopy 1 [PC2-Cert] | WE-WE02-07-7111 | WE02-07-7111-Microscopy 1 [PC2-Cert] | West End Health Precinct | WE | WE02 | AHMS - Adelaide Health and Medical Sciences | 07 | Seventh Floor | 7111 | 384 | Medicine | 384 | Adelaide Medical School | 5.97 | Microscopy 1 [PC2-Cert] | 3 | Specialist Teaching or Research Space Group | 306 | Laboratory - Scientific/Medical/Engineering - WET - Postgraduate/Research | RATED - PC2 | Excellent | 1,979.35 | NO
West End Health Precinct_WE02-AHMS - Adelaide Health and Medical Sciences_Seventh Floor_7112 _ Neuroscience [PC2-Cert] | WE-WE02-07-7112 | WE02-07-7112-Neuroscience [PC2-Cert] | West End Health Precinct | WE | WE02 | AHMS - Adelaide Health and Medical Sciences | 07 | Seventh Floor | 7112 | 384 | Medicine | 384 | Adelaide Medical School | 108.28 | Neuroscience [PC2-Cert] | 3 | Specialist Teaching or Research Space Group | 306 | Laboratory - Scientific/Medical/Engineering - WET - Postgraduate/Research | RATED - PC2 | Excellent | 35,900.24 | NO
West End Health Precinct_WE02-AHMS - Adelaide Health and Medical Sciences_Seventh Floor_7113 _ Ageing & Chronic Diseases [PC2-Cert] | WE-WE02-07-7113 | WE02-07-7113-Ageing & Chronic Diseases [PC2-Cert] | West End Health Precinct | WE | WE02 | AHMS - Adelaide Health and Medical Sciences | 07 | Seventh Floor | 7113 | 384 | Medicine | 384 | Adelaide Medical School | 119.05 | Ageing & Chronic Diseases [PC2-Cert] | 3 | Specialist Teaching or Research Space Group | 306 | Laboratory - Scientific/Medical/Engineering - WET - Postgraduate/Research | RATED - PC2 | Excellent | 39,471.03 | NO
West End Health Precinct_WE02-AHMS - Adelaide Health and Medical Sciences_Seventh Floor_7114 _ Entry 2 [PC2-Cert] | WE-WE02-07-7114 | WE02-07-7114-Entry 2 [PC2-Cert] | West End Health Precinct | WE | WE02 | AHMS - Adelaide Health and Medical Sciences | 07 | Seventh Floor | 7114 | 99939 | Unusable Spaces | 99939 | Unusable Spaces | 34.68 | Entry 2 [PC2-Cert] | 8 | Non Useable Floor Area Space Group | 805 | Non-usable - Circulation space | RATED - PC2 | Excellent | 0.00 | NO
West End Health Precinct_WE02-AHMS - Adelaide Health and Medical Sciences_Seventh Floor_7114A _ Bins | WE-WE02-07-7114A | WE02-07-7114A-Bins | West End Health Precinct | WE | WE02 | AHMS - Adelaide Health and Medical Sciences | 07 | Seventh Floor | 7114A | 99939 | Unusable Spaces | 99939 | Unusable Spaces | 1.2 | Bins | 8 | Non Useable Floor Area Space Group | 841 | Non-usable - Waste management |  | Excellent | 0.00 | NO
West End Health Precinct_WE02-AHMS - Adelaide Health and Medical Sciences_Seventh Floor_7115 _ Tissue Culture 2 [PC2-Cert] | WE-WE02-07-7115 | WE02-07-7115-Tissue Culture 2 [PC2-Cert] | West End Health Precinct | WE | WE02 | AHMS - Adelaide Health and Medical Sciences | 07 | Seventh Floor | 7115 | 384 | Medicine | 384 | Adelaide Medical School | 68.16 | Tissue Culture 2 [PC2-Cert] | 3 | Specialist Teaching or Research Space Group | 306 | Laboratory - Scientific/Medical/Engineering - WET - Postgraduate/Research | RATED - PC2 | Excellent | 22,598.45 | NO
West End Health Precinct_WE02-AHMS - Adelaide Health and Medical Sciences_Seventh Floor_7116 _ Microscopy 2 [PC2-Cert] | WE-WE02-07-7116 | WE02-07-7116-Microscopy 2 [PC2-Cert] | West End Health Precinct | WE | WE02 | AHMS - Adelaide Health and Medical Sciences | 07 | Seventh Floor | 7116 | 384 | Medicine | 384 | Adelaide Medical School | 8.11 | Microscopy 2 [PC2-Cert] | 3 | Specialist Teaching or Research Space Group | 306 | Laboratory - Scientific/Medical/Engineering - WET - Postgraduate/Research | RATED - PC2 | Excellent | 2,688.87 | NO
West End Health Precinct_WE02-AHMS - Adelaide Health and Medical Sciences_Eighth Floor_8001 _ West Edgescape | WE-WE02-08-8001 | WE02-08-8001-West Edgescape | West End Health Precinct | WE | WE02 | AHMS - Adelaide Health and Medical Sciences | 08 | Eighth Floor | 8001 | 99939 | Unusable Spaces | 99939 | Unusable Spaces | 49.71 | West Edgescape | 6 | General Facility Space Group | 604 | General Facility - Common Room General Access |  | Excellent | 13,879.03 | NO
West End Health Precinct_WE02-AHMS - Adelaide Health and Medical Sciences_Eighth Floor_8002 _ Plantroom - West | WE-WE02-08-8002 | WE02-08-8002-Plantroom - West | West End Health Precinct | WE | WE02 | AHMS - Adelaide Health and Medical Sciences | 08 | Eighth Floor | 8002 | 99939 | Unusable Spaces | 99939 | Unusable Spaces | 51.91 | Plantroom - West | 8 | Non Useable Floor Area Space Group | 810 | Non-usable - Mechanical plant room |  | Excellent | 0.00 | NO
West End Health Precinct_WE02-AHMS - Adelaide Health and Medical Sciences_Eighth Floor_8003 _ A/L | WE-WE02-08-8003 | WE02-08-8003-A/L | West End Health Precinct | WE | WE02 | AHMS - Adelaide Health and Medical Sciences | 08 | Eighth Floor | 8003 | 99939 | Unusable Spaces | 99939 | Unusable Spaces | 12.02 | A/L | 8 | Non Useable Floor Area Space Group | 805 | Non-usable - Circulation space |  | Excellent | 0.00 | NO
West End Health Precinct_WE02-AHMS - Adelaide Health and Medical Sciences_Eighth Floor_8007 _ Lift Lobby - West | WE-WE02-08-8007 | WE02-08-8007-Lift Lobby - West | West End Health Precinct | WE | WE02 | AHMS - Adelaide Health and Medical Sciences | 08 | Eighth Floor | 8007 | 99939 | Unusable Spaces | 99939 | Unusable Spaces | 27.34 | Lift Lobby - West | 8 | Non Useable Floor Area Space Group | 805 | Non-usable - Circulation space |  | Excellent | 0.00 | NO
West End Health Precinct_WE02-AHMS - Adelaide Health and Medical Sciences_Eighth Floor_8008 _ VSR | WE-WE02-08-8008 | WE02-08-8008-VSR | West End Health Precinct | WE | WE02 | AHMS - Adelaide Health and Medical Sciences | 08 | Eighth Floor | 8008 | 99939 | Unusable Spaces | 99939 | Unusable Spaces | 4.88 | VSR | 8 | Non Useable Floor Area Space Group | 840 | Non-usable - Service riser |  | Excellent | 0.00 | NO
West End Health Precinct_WE02-AHMS - Adelaide Health and Medical Sciences_Eighth Floor_8012 _ Hyd | WE-WE02-08-8012 | WE02-08-8012-Hyd | West End Health Precinct | WE | WE02 | AHMS - Adelaide Health and Medical Sciences | 08 | Eighth Floor | 8012 | 99939 | Unusable Spaces | 99939 | Unusable Spaces | 3.5 | Hyd | 8 | Non Useable Floor Area Space Group | 840 | Non-usable - Service riser |  | Excellent | 0.00 | NO
West End Health Precinct_WE02-AHMS - Adelaide Health and Medical Sciences_Eighth Floor_8013 _ WC - F 1 | WE-WE02-08-8013 | WE02-08-8013-WC - F 1 | West End Health Precinct | WE | WE02 | AHMS - Adelaide Health and Medical Sciences | 08 | Eighth Floor | 8013 | 99939 | Unusable Spaces | 99939 | Unusable Spaces | 18.17 | WC - F 1 | 8 | Non Useable Floor Area Space Group | 820 | Non-usable - Toilets/Amenities - Female |  | Excellent | 0.00 | NO
West End Health Precinct_WE02-AHMS - Adelaide Health and Medical Sciences_Eighth Floor_8014 _ WC - Access | WE-WE02-08-8014 | WE02-08-8014-WC - Access | West End Health Precinct | WE | WE02 | AHMS - Adelaide Health and Medical Sciences | 08 | Eighth Floor | 8014 | 99939 | Unusable Spaces | 99939 | Unusable Spaces | 5.27 | WC - Access | 8 | Non Useable Floor Area Space Group | 818 | Non-usable - Toilets/Amenities - Unisex Accessible |  | Excellent | 0.00 | NO
West End Health Precinct_WE02-AHMS - Adelaide Health and Medical Sciences_Eighth Floor_8014A _ VSR | WE-WE02-08-8014A | WE02-08-8014A-VSR | West End Health Precinct | WE | WE02 | AHMS - Adelaide Health and Medical Sciences | 08 | Eighth Floor | 8014A | 99939 | Unusable Spaces | 99939 | Unusable Spaces | 0.58 | VSR | 8 | Non Useable Floor Area Space Group | 840 | Non-usable - Service riser |  | Excellent | 0.00 | NO
West End Health Precinct_WE02-AHMS - Adelaide Health and Medical Sciences_Eighth Floor_8015 _ A/L - F 1 | WE-WE02-08-8015 | WE02-08-8015-A/L - F 1 | West End Health Precinct | WE | WE02 | AHMS - Adelaide Health and Medical Sciences | 08 | Eighth Floor | 8015 | 99939 | Unusable Spaces | 99939 | Unusable Spaces | 2.21 | A/L - F 1 | 8 | Non Useable Floor Area Space Group | 820 | Non-usable - Toilets/Amenities - Female |  | Excellent | 0.00 | NO
West End Health Precinct_WE02-AHMS - Adelaide Health and Medical Sciences_Eighth Floor_8016 _ Circ. | WE-WE02-08-8016 | WE02-08-8016-Circ. | West End Health Precinct | WE | WE02 | AHMS - Adelaide Health and Medical Sciences | 08 | Eighth Floor | 8016 | 99939 | Unusable Spaces | 99939 | Unusable Spaces | 11.54 | Circ. | 8 | Non Useable Floor Area Space Group | 805 | Non-usable - Circulation space |  | Excellent | 0.00 | NO
West End Health Precinct_WE02-AHMS - Adelaide Health and Medical Sciences_Eighth Floor_8017 _ Elec | WE-WE02-08-8017 | WE02-08-8017-Elec | West End Health Precinct | WE | WE02 | AHMS - Adelaide Health and Medical Sciences | 08 | Eighth Floor | 8017 | 99939 | Unusable Spaces | 99939 | Unusable Spaces | 2.12 | Elec | 8 | Non Useable Floor Area Space Group | 840 | Non-usable - Service riser |  | Excellent | 0.00 | NO
West End Health Precinct_WE02-AHMS - Adelaide Health and Medical Sciences_Eighth Floor_8018 _ VSR | WE-WE02-08-8018 | WE02-08-8018-VSR | West End Health Precinct | WE | WE02 | AHMS - Adelaide Health and Medical Sciences | 08 | Eighth Floor | 8018 | 99939 | Unusable Spaces | 99939 | Unusable Spaces | 0.66 | VSR | 8 | Non Useable Floor Area Space Group | 840 | Non-usable - Service riser |  | Excellent | 0.00 | NO
West End Health Precinct_WE02-AHMS - Adelaide Health and Medical Sciences_Eighth Floor_8019 _ WC - M 1 | WE-WE02-08-8019 | WE02-08-8019-WC - M 1 | West End Health Precinct | WE | WE02 | AHMS - Adelaide Health and Medical Sciences | 08 | Eighth Floor | 8019 | 99939 | Unusable Spaces | 99939 | Unusable Spaces | 17.76 | WC - M 1 | 8 | Non Useable Floor Area Space Group | 821 | Non-usable - Toilets/Amenities - Male |  | Excellent | 0.00 | NO
West End Health Precinct_WE02-AHMS - Adelaide Health and Medical Sciences_Eighth Floor_8020 _ A/L - M 1 | WE-WE02-08-8020 | WE02-08-8020-A/L - M 1 | West End Health Precinct | WE | WE02 | AHMS - Adelaide Health and Medical Sciences | 08 | Eighth Floor | 8020 | 99939 | Unusable Spaces | 99939 | Unusable Spaces | 2.22 | A/L - M 1 | 8 | Non Useable Floor Area Space Group | 821 | Non-usable - Toilets/Amenities - Male |  | Excellent | 0.00 | NO
West End Health Precinct_WE02-AHMS - Adelaide Health and Medical Sciences_Eighth Floor_8021 _ Cleaner 1 | WE-WE02-08-8021 | WE02-08-8021-Cleaner 1 | West End Health Precinct | WE | WE02 | AHMS - Adelaide Health and Medical Sciences | 08 | Eighth Floor | 8021 | 99939 | Unusable Spaces | 99939 | Unusable Spaces | 1.74 | Cleaner 1 | 8 | Non Useable Floor Area Space Group | 806 | Non-usable - Cleaners room |  | Excellent | 0.00 | NO
West End Health Precinct_WE02-AHMS - Adelaide Health and Medical Sciences_Eighth Floor_8022 _ Comms | WE-WE02-08-8022 | WE02-08-8022-Comms | West End Health Precinct | WE | WE02 | AHMS - Adelaide Health and Medical Sciences | 08 | Eighth Floor | 8022 | 99939 | Unusable Spaces | 99939 | Unusable Spaces | 1.43 | Comms | 8 | Non Useable Floor Area Space Group | 812 | Non-usable - Comms/network system/Telephone/PABX |  | Excellent | 0.00 | NO
West End Health Precinct_WE02-AHMS - Adelaide Health and Medical Sciences_Eighth Floor_8024 _ VSR | WE-WE02-08-8024 | WE02-08-8024-VSR | West End Health Precinct | WE | WE02 | AHMS - Adelaide Health and Medical Sciences | 08 | Eighth Floor | 8024 | 99939 | Unusable Spaces | 99939 | Unusable Spaces | 1.37 | VSR | 8 | Non Useable Floor Area Space Group | 840 | Non-usable - Service riser |  | Excellent | 0.00 | NO
West End Health Precinct_WE02-AHMS - Adelaide Health and Medical Sciences_Eighth Floor_8025 _ Fire | WE-WE02-08-8025 | WE02-08-8025-Fire | West End Health Precinct | WE | WE02 | AHMS - Adelaide Health and Medical Sciences | 08 | Eighth Floor | 8025 | 99939 | Unusable Spaces | 99939 | Unusable Spaces | 0.47 | Fire | 8 | Non Useable Floor Area Space Group | 840 | Non-usable - Service riser |  | Excellent | 0.00 | NO
West End Health Precinct_WE02-AHMS - Adelaide Health and Medical Sciences_Eighth Floor_8026 _ FH | WE-WE02-08-8026 | WE02-08-8026-FH | West End Health Precinct | WE | WE02 | AHMS - Adelaide Health and Medical Sciences | 08 | Eighth Floor | 8026 | 99939 | Unusable Spaces | 99939 | Unusable Spaces | 0.48 | FH | 8 | Non Useable Floor Area Space Group | 840 | Non-usable - Service riser |  | Excellent | 0.00 | NO
West End Health Precinct_WE02-AHMS - Adelaide Health and Medical Sciences_Eighth Floor_8027 _ Stair - Pressurisation | WE-WE02-08-8027 | WE02-08-8027-Stair - Pressurisation | West End Health Precinct | WE | WE02 | AHMS - Adelaide Health and Medical Sciences | 08 | Eighth Floor | 8027 | 99939 | Unusable Spaces | 99939 | Unusable Spaces | 2.76 | Stair - Pressurisation | 8 | Non Useable Floor Area Space Group | 840 | Non-usable - Service riser |  | Excellent | 0.00 | NO
West End Health Precinct_WE02-AHMS - Adelaide Health and Medical Sciences_Eighth Floor_8028 _ Stair - West | WE-WE02-08-8028 | WE02-08-8028-Stair - West | West End Health Precinct | WE | WE02 | AHMS - Adelaide Health and Medical Sciences | 08 | Eighth Floor | 8028 | 99939 | Unusable Spaces | 99939 | Unusable Spaces | 32.14 | Stair - West | 8 | Non Useable Floor Area Space Group | 805 | Non-usable - Circulation space |  | Excellent | 0.00 | NO
West End Health Precinct_WE02-AHMS - Adelaide Health and Medical Sciences_Eighth Floor_8030 _ Plantroom - East | WE-WE02-08-8030 | WE02-08-8030-Plantroom - East | West End Health Precinct | WE | WE02 | AHMS - Adelaide Health and Medical Sciences | 08 | Eighth Floor | 8030 | 99939 | Unusable Spaces | 99939 | Unusable Spaces | 46.11 | Plantroom - East | 8 | Non Useable Floor Area Space Group | 810 | Non-usable - Mechanical plant room |  | Excellent | 0.00 | NO
West End Health Precinct_WE02-AHMS - Adelaide Health and Medical Sciences_Eighth Floor_8030A _ VSR | WE-WE02-08-8030A | WE02-08-8030A-VSR | West End Health Precinct | WE | WE02 | AHMS - Adelaide Health and Medical Sciences | 08 | Eighth Floor | 8030A | 99939 | Unusable Spaces | 99939 | Unusable Spaces | 0.56 | VSR | 8 | Non Useable Floor Area Space Group | 840 | Non-usable - Service riser |  | Excellent | 0.00 | NO
West End Health Precinct_WE02-AHMS - Adelaide Health and Medical Sciences_Eighth Floor_8031 _ Gas | WE-WE02-08-8031 | WE02-08-8031-Gas | West End Health Precinct | WE | WE02 | AHMS - Adelaide Health and Medical Sciences | 08 | Eighth Floor | 8031 | 99939 | Unusable Spaces | 99939 | Unusable Spaces | 0.93 | Gas | 8 | Non Useable Floor Area Space Group | 840 | Non-usable - Service riser |  | Excellent | 0.00 | NO
West End Health Precinct_WE02-AHMS - Adelaide Health and Medical Sciences_Eighth Floor_8032 _ Comms | WE-WE02-08-8032 | WE02-08-8032-Comms | West End Health Precinct | WE | WE02 | AHMS - Adelaide Health and Medical Sciences | 08 | Eighth Floor | 8032 | 99939 | Unusable Spaces | 99939 | Unusable Spaces | 0.56 | Comms | 8 | Non Useable Floor Area Space Group | 812 | Non-usable - Comms/network system/Telephone/PABX |  | Excellent | 0.00 | NO
West End Health Precinct_WE02-AHMS - Adelaide Health and Medical Sciences_Eighth Floor_8033 _ Hyd | WE-WE02-08-8033 | WE02-08-8033-Hyd | West End Health Precinct | WE | WE02 | AHMS - Adelaide Health and Medical Sciences | 08 | Eighth Floor | 8033 | 99939 | Unusable Spaces | 99939 | Unusable Spaces | 0.39 | Hyd | 8 | Non Useable Floor Area Space Group | 840 | Non-usable - Service riser |  | Excellent | 0.00 | NO
West End Health Precinct_WE02-AHMS - Adelaide Health and Medical Sciences_Eighth Floor_8034 _ FHR | WE-WE02-08-8034 | WE02-08-8034-FHR | West End Health Precinct | WE | WE02 | AHMS - Adelaide Health and Medical Sciences | 08 | Eighth Floor | 8034 | 99939 | Unusable Spaces | 99939 | Unusable Spaces | 0.37 | FHR | 8 | Non Useable Floor Area Space Group | 840 | Non-usable - Service riser |  | Excellent | 0.00 | NO
West End Health Precinct_WE02-AHMS - Adelaide Health and Medical Sciences_Eighth Floor_8035 _ Elec | WE-WE02-08-8035 | WE02-08-8035-Elec | West End Health Precinct | WE | WE02 | AHMS - Adelaide Health and Medical Sciences | 08 | Eighth Floor | 8035 | 99939 | Unusable Spaces | 99939 | Unusable Spaces | 2.86 | Elec | 8 | Non Useable Floor Area Space Group | 840 | Non-usable - Service riser |  | Excellent | 0.00 | NO
West End Health Precinct_WE02-AHMS - Adelaide Health and Medical Sciences_Eighth Floor_8036 _ Stair - East | WE-WE02-08-8036 | WE02-08-8036-Stair - East | West End Health Precinct | WE | WE02 | AHMS - Adelaide Health and Medical Sciences | 08 | Eighth Floor | 8036 | 99939 | Unusable Spaces | 99939 | Unusable Spaces | 49.8 | Stair - East | 8 | Non Useable Floor Area Space Group | 805 | Non-usable - Circulation space |  | Excellent | 0.00 | NO
West End Health Precinct_WE02-AHMS - Adelaide Health and Medical Sciences_Eighth Floor_8037 _ Stair - Pressurisation | WE-WE02-08-8037 | WE02-08-8037-Stair - Pressurisation | West End Health Precinct | WE | WE02 | AHMS - Adelaide Health and Medical Sciences | 08 | Eighth Floor | 8037 | 99939 | Unusable Spaces | 99939 | Unusable Spaces | 2.02 | Stair - Pressurisation | 8 | Non Useable Floor Area Space Group | 840 | Non-usable - Service riser |  | Excellent | 0.00 | NO
West End Health Precinct_WE02-AHMS - Adelaide Health and Medical Sciences_Eighth Floor_8037A _ VSR | WE-WE02-08-8037A | WE02-08-8037A-VSR | West End Health Precinct | WE | WE02 | AHMS - Adelaide Health and Medical Sciences | 08 | Eighth Floor | 8037A | 99939 | Unusable Spaces | 99939 | Unusable Spaces | 0.42 | VSR | 8 | Non Useable Floor Area Space Group | 840 | Non-usable - Service riser |  | Excellent | 0.00 | NO
West End Health Precinct_WE02-AHMS - Adelaide Health and Medical Sciences_Eighth Floor_8038 _ A/L - F 2 | WE-WE02-08-8038 | WE02-08-8038-A/L - F 2 | West End Health Precinct | WE | WE02 | AHMS - Adelaide Health and Medical Sciences | 08 | Eighth Floor | 8038 | 99939 | Unusable Spaces | 99939 | Unusable Spaces | 7.26 | A/L - F 2 | 8 | Non Useable Floor Area Space Group | 820 | Non-usable - Toilets/Amenities - Female |  | Excellent | 0.00 | NO
West End Health Precinct_WE02-AHMS - Adelaide Health and Medical Sciences_Eighth Floor_8039 _ WC - F 2 | WE-WE02-08-8039 | WE02-08-8039-WC - F 2 | West End Health Precinct | WE | WE02 | AHMS - Adelaide Health and Medical Sciences | 08 | Eighth Floor | 8039 | 99939 | Unusable Spaces | 99939 | Unusable Spaces | 11.27 | WC - F 2 | 8 | Non Useable Floor Area Space Group | 820 | Non-usable - Toilets/Amenities - Female |  | Excellent | 0.00 | NO
West End Health Precinct_WE02-AHMS - Adelaide Health and Medical Sciences_Eighth Floor_8040 _ Hyd | WE-WE02-08-8040 | WE02-08-8040-Hyd | West End Health Precinct | WE | WE02 | AHMS - Adelaide Health and Medical Sciences | 08 | Eighth Floor | 8040 | 99939 | Unusable Spaces | 99939 | Unusable Spaces | 2.56 | Hyd | 8 | Non Useable Floor Area Space Group | 840 | Non-usable - Service riser |  | Excellent | 0.00 | NO
West End Health Precinct_WE02-AHMS - Adelaide Health and Medical Sciences_Eighth Floor_8040A _ VSR | WE-WE02-08-8040A | WE02-08-8040A-VSR | West End Health Precinct | WE | WE02 | AHMS - Adelaide Health and Medical Sciences | 08 | Eighth Floor | 8040A | 99939 | Unusable Spaces | 99939 | Unusable Spaces | 0.48 | VSR | 8 | Non Useable Floor Area Space Group | 840 | Non-usable - Service riser |  | Excellent | 0.00 | NO
West End Health Precinct_WE02-AHMS - Adelaide Health and Medical Sciences_Eighth Floor_8041 _ WC - M 2 | WE-WE02-08-8041 | WE02-08-8041-WC - M 2 | West End Health Precinct | WE | WE02 | AHMS - Adelaide Health and Medical Sciences | 08 | Eighth Floor | 8041 | 99939 | Unusable Spaces | 99939 | Unusable Spaces | 11.23 | WC - M 2 | 8 | Non Useable Floor Area Space Group | 821 | Non-usable - Toilets/Amenities - Male |  | Excellent | 0.00 | NO
West End Health Precinct_WE02-AHMS - Adelaide Health and Medical Sciences_Eighth Floor_8041A _ VSR | WE-WE02-08-8041A | WE02-08-8041A-VSR | West End Health Precinct | WE | WE02 | AHMS - Adelaide Health and Medical Sciences | 08 | Eighth Floor | 8041A | 99939 | Unusable Spaces | 99939 | Unusable Spaces | 1.02 | VSR | 8 | Non Useable Floor Area Space Group | 840 | Non-usable - Service riser |  | Excellent | 0.00 | NO
West End Health Precinct_WE02-AHMS - Adelaide Health and Medical Sciences_Eighth Floor_8042 _ A/L - M 2 | WE-WE02-08-8042 | WE02-08-8042-A/L - M 2 | West End Health Precinct | WE | WE02 | AHMS - Adelaide Health and Medical Sciences | 08 | Eighth Floor | 8042 | 99939 | Unusable Spaces | 99939 | Unusable Spaces | 5.87 | A/L - M 2 | 8 | Non Useable Floor Area Space Group | 821 | Non-usable - Toilets/Amenities - Male |  | Excellent | 0.00 | NO
West End Health Precinct_WE02-AHMS - Adelaide Health and Medical Sciences_Eighth Floor_8043 _ Cleaner 2 | WE-WE02-08-8043 | WE02-08-8043-Cleaner 2 | West End Health Precinct | WE | WE02 | AHMS - Adelaide Health and Medical Sciences | 08 | Eighth Floor | 8043 | 99939 | Unusable Spaces | 99939 | Unusable Spaces | 1.36 | Cleaner 2 | 8 | Non Useable Floor Area Space Group | 806 | Non-usable - Cleaners room |  | Excellent | 0.00 | NO
West End Health Precinct_WE02-AHMS - Adelaide Health and Medical Sciences_Eighth Floor_8043A _ VSR | WE-WE02-08-8043A | WE02-08-8043A-VSR | West End Health Precinct | WE | WE02 | AHMS - Adelaide Health and Medical Sciences | 08 | Eighth Floor | 8043A | 99939 | Unusable Spaces | 99939 | Unusable Spaces | 0.2 | VSR | 8 | Non Useable Floor Area Space Group | 840 | Non-usable - Service riser |  | Excellent | 0.00 | NO
West End Health Precinct_WE02-AHMS - Adelaide Health and Medical Sciences_Eighth Floor_8044 _ Lift Lobby - East | WE-WE02-08-8044 | WE02-08-8044-Lift Lobby - East | West End Health Precinct | WE | WE02 | AHMS - Adelaide Health and Medical Sciences | 08 | Eighth Floor | 8044 | 99939 | Unusable Spaces | 99939 | Unusable Spaces | 22.68 | Lift Lobby - East | 8 | Non Useable Floor Area Space Group | 805 | Non-usable - Circulation space |  | Excellent | 0.00 | NO
West End Health Precinct_WE02-AHMS - Adelaide Health and Medical Sciences_Eighth Floor_8046 _ East Edgescape | WE-WE02-08-8046 | WE02-08-8046-East Edgescape | West End Health Precinct | WE | WE02 | AHMS - Adelaide Health and Medical Sciences | 08 | Eighth Floor | 8046 | 99939 | Unusable Spaces | 99939 | Unusable Spaces | 18.25 | East Edgescape | 6 | General Facility Space Group | 604 | General Facility - Common Room General Access |  | Excellent | 5,095.40 | NO
West End Health Precinct_WE02-AHMS - Adelaide Health and Medical Sciences_Eighth Floor_8050 _ Workstation - circulation | WE-WE02-08-8050 | WE02-08-8050-Workstation - circulation | West End Health Precinct | WE | WE02 | AHMS - Adelaide Health and Medical Sciences | 08 | Eighth Floor | 8050 | 384 | Medicine | 384 | Adelaide Medical School | 28.03 | Workstation - circulation | 1 | Office Space Group | 111 | Open Plan - Specific type not defined |  | Excellent | 6,987.48 | NO
West End Health Precinct_WE02-AHMS - Adelaide Health and Medical Sciences_Eighth Floor_8050.01 _ Workstation | WE-WE02-08-8050.01 | WE02-08-8050.01-Workstation | West End Health Precinct | WE | WE02 | AHMS - Adelaide Health and Medical Sciences | 08 | Eighth Floor | 8050.01 | 384 | Medicine | 384 | Adelaide Medical School | 5.67 | Workstation | 1 | Office Space Group | 111 | Open Plan - Specific type not defined |  | Excellent | 1,413.45 | NO
West End Health Precinct_WE02-AHMS - Adelaide Health and Medical Sciences_Eighth Floor_8050.02 _ Workstation | WE-WE02-08-8050.02 | WE02-08-8050.02-Workstation | West End Health Precinct | WE | WE02 | AHMS - Adelaide Health and Medical Sciences | 08 | Eighth Floor | 8050.02 | 384 | Medicine | 384 | Adelaide Medical School | 4.2 | Workstation | 1 | Office Space Group | 111 | Open Plan - Specific type not defined |  | Excellent | 1,047.00 | NO
West End Health Precinct_WE02-AHMS - Adelaide Health and Medical Sciences_Eighth Floor_8050.03 _ Workstation | WE-WE02-08-8050.03 | WE02-08-8050.03-Workstation | West End Health Precinct | WE | WE02 | AHMS - Adelaide Health and Medical Sciences | 08 | Eighth Floor | 8050.03 | 384 | Medicine | 384 | Adelaide Medical School | 4.28 | Workstation | 1 | Office Space Group | 111 | Open Plan - Specific type not defined |  | Excellent | 1,066.94 | NO
West End Health Precinct_WE02-AHMS - Adelaide Health and Medical Sciences_Eighth Floor_8050.04 _ Workstation | WE-WE02-08-8050.04 | WE02-08-8050.04-Workstation | West End Health Precinct | WE | WE02 | AHMS - Adelaide Health and Medical Sciences | 08 | Eighth Floor | 8050.04 | 384 | Medicine | 384 | Adelaide Medical School | 2.85 | Workstation | 1 | Office Space Group | 111 | Open Plan - Specific type not defined |  | Excellent | 710.46 | NO
West End Health Precinct_WE02-AHMS - Adelaide Health and Medical Sciences_Eighth Floor_8050.05 _ Workstation | WE-WE02-08-8050.05 | WE02-08-8050.05-Workstation | West End Health Precinct | WE | WE02 | AHMS - Adelaide Health and Medical Sciences | 08 | Eighth Floor | 8050.05 | 384 | Medicine | 384 | Adelaide Medical School | 3.75 | Workstation | 1 | Office Space Group | 111 | Open Plan - Specific type not defined |  | Excellent | 934.82 | NO
West End Health Precinct_WE02-AHMS - Adelaide Health and Medical Sciences_Eighth Floor_8050.06 _ Workstation | WE-WE02-08-8050.06 | WE02-08-8050.06-Workstation | West End Health Precinct | WE | WE02 | AHMS - Adelaide Health and Medical Sciences | 08 | Eighth Floor | 8050.06 | 384 | Medicine | 384 | Adelaide Medical School | 3.75 | Workstation | 1 | Office Space Group | 111 | Open Plan - Specific type not defined |  | Excellent | 934.82 | NO
West End Health Precinct_WE02-AHMS - Adelaide Health and Medical Sciences_Eighth Floor_8050.07 _ Workstation | WE-WE02-08-8050.07 | WE02-08-8050.07-Workstation | West End Health Precinct | WE | WE02 | AHMS - Adelaide Health and Medical Sciences | 08 | Eighth Floor | 8050.07 | 384 | Medicine | 384 | Adelaide Medical School | 2.85 | Workstation | 1 | Office Space Group | 111 | Open Plan - Specific type not defined |  | Excellent | 710.46 | NO
West End Health Precinct_WE02-AHMS - Adelaide Health and Medical Sciences_Eighth Floor_8050.08 _ Workstation | WE-WE02-08-8050.08 | WE02-08-8050.08-Workstation | West End Health Precinct | WE | WE02 | AHMS - Adelaide Health and Medical Sciences | 08 | Eighth Floor | 8050.08 | 384 | Medicine | 384 | Adelaide Medical School | 3.75 | Workstation | 1 | Office Space Group | 111 | Open Plan - Specific type not defined |  | Excellent | 934.82 | NO
West End Health Precinct_WE02-AHMS - Adelaide Health and Medical Sciences_Eighth Floor_8050.09 _ Workstation | WE-WE02-08-8050.09 | WE02-08-8050.09-Workstation | West End Health Precinct | WE | WE02 | AHMS - Adelaide Health and Medical Sciences | 08 | Eighth Floor | 8050.09 | 384 | Medicine | 384 | Adelaide Medical School | 3.75 | Workstation | 1 | Office Space Group | 111 | Open Plan - Specific type not defined |  | Excellent | 934.82 | NO
West End Health Precinct_WE02-AHMS - Adelaide Health and Medical Sciences_Eighth Floor_8050.10 _ Workstation | WE-WE02-08-8050.10 | WE02-08-8050.10-Workstation | West End Health Precinct | WE | WE02 | AHMS - Adelaide Health and Medical Sciences | 08 | Eighth Floor | 8050.10 | 384 | Medicine | 384 | Adelaide Medical School | 2.85 | Workstation | 1 | Office Space Group | 111 | Open Plan - Specific type not defined |  | Excellent | 710.46 | NO
West End Health Precinct_WE02-AHMS - Adelaide Health and Medical Sciences_Eighth Floor_8050.11 _ Workstation | WE-WE02-08-8050.11 | WE02-08-8050.11-Workstation | West End Health Precinct | WE | WE02 | AHMS - Adelaide Health and Medical Sciences | 08 | Eighth Floor | 8050.11 | 384 | Medicine | 384 | Adelaide Medical School | 3.75 | Workstation | 1 | Office Space Group | 111 | Open Plan - Specific type not defined |  | Excellent | 934.82 | NO
West End Health Precinct_WE02-AHMS - Adelaide Health and Medical Sciences_Eighth Floor_8050.12 _ Workstation | WE-WE02-08-8050.12 | WE02-08-8050.12-Workstation | West End Health Precinct | WE | WE02 | AHMS - Adelaide Health and Medical Sciences | 08 | Eighth Floor | 8050.12 | 384 | Medicine | 384 | Adelaide Medical School | 3.75 | Workstation | 1 | Office Space Group | 111 | Open Plan - Specific type not defined |  | Excellent | 934.82 | NO
West End Health Precinct_WE02-AHMS - Adelaide Health and Medical Sciences_Eighth Floor_8050.13 _ Workstation | WE-WE02-08-8050.13 | WE02-08-8050.13-Workstation | West End Health Precinct | WE | WE02 | AHMS - Adelaide Health and Medical Sciences | 08 | Eighth Floor | 8050.13 | 384 | Medicine | 384 | Adelaide Medical School | 2.85 | Workstation | 1 | Office Space Group | 111 | Open Plan - Specific type not defined |  | Excellent | 710.46 | NO
West End Health Precinct_WE02-AHMS - Adelaide Health and Medical Sciences_Eighth Floor_8050.14 _ Workstation | WE-WE02-08-8050.14 | WE02-08-8050.14-Workstation | West End Health Precinct | WE | WE02 | AHMS - Adelaide Health and Medical Sciences | 08 | Eighth Floor | 8050.14 | 384 | Medicine | 384 | Adelaide Medical School | 3.75 | Workstation | 1 | Office Space Group | 111 | Open Plan - Specific type not defined |  | Excellent | 934.82 | NO
West End Health Precinct_WE02-AHMS - Adelaide Health and Medical Sciences_Eighth Floor_8050.15 _ Workstation | WE-WE02-08-8050.15 | WE02-08-8050.15-Workstation | West End Health Precinct | WE | WE02 | AHMS - Adelaide Health and Medical Sciences | 08 | Eighth Floor | 8050.15 | 384 | Medicine | 384 | Adelaide Medical School | 3.75 | Workstation | 1 | Office Space Group | 111 | Open Plan - Specific type not defined |  | Excellent | 934.82 | NO
West End Health Precinct_WE02-AHMS - Adelaide Health and Medical Sciences_Eighth Floor_8050.16 _ Workstation | WE-WE02-08-8050.16 | WE02-08-8050.16-Workstation | West End Health Precinct | WE | WE02 | AHMS - Adelaide Health and Medical Sciences | 08 | Eighth Floor | 8050.16 | 384 | Medicine | 384 | Adelaide Medical School | 3.78 | Workstation | 1 | Office Space Group | 111 | Open Plan - Specific type not defined |  | Excellent | 942.30 | NO
West End Health Precinct_WE02-AHMS - Adelaide Health and Medical Sciences_Eighth Floor_8050.17 _ Workstation | WE-WE02-08-8050.17 | WE02-08-8050.17-Workstation | West End Health Precinct | WE | WE02 | AHMS - Adelaide Health and Medical Sciences | 08 | Eighth Floor | 8050.17 | 384 | Medicine | 384 | Adelaide Medical School | 3.75 | Workstation | 1 | Office Space Group | 111 | Open Plan - Specific type not defined |  | Excellent | 934.82 | NO
West End Health Precinct_WE02-AHMS - Adelaide Health and Medical Sciences_Eighth Floor_8051 _ Meeting | WE-WE02-08-8051 | WE02-08-8051-Meeting | West End Health Precinct | WE | WE02 | AHMS - Adelaide Health and Medical Sciences | 08 | Eighth Floor | 8051 | 384 | Medicine | 384 | Adelaide Medical School | 5.04 | Meeting | 6 | General Facility Space Group | 601 | General Facility - Committee/Conference/Meeting room |  | Excellent | 1,407.17 | NO
West End Health Precinct_WE02-AHMS - Adelaide Health and Medical Sciences_Eighth Floor_8052A _ Seminar (16P) | WE-WE02-08-8052A | WE02-08-8052A-Seminar (16P) | West End Health Precinct | WE | WE02 | AHMS - Adelaide Health and Medical Sciences | 08 | Eighth Floor | 8052A | 99998 | Central Common Teaching Areas (In Use) | 952 | Corporate Services Division Admin | 35.89 | Seminar (16P) | 2 | Teaching Space Group | 206 | Lecture/Seminar/Tutorial/Class Room (<30) Flat Floor |  | Excellent | 10,915.18 | NO
West End Health Precinct_WE02-AHMS - Adelaide Health and Medical Sciences_Eighth Floor_8052B _ Seminar (16P) | WE-WE02-08-8052B | WE02-08-8052B-Seminar (16P) | West End Health Precinct | WE | WE02 | AHMS - Adelaide Health and Medical Sciences | 08 | Eighth Floor | 8052B | 99998 | Central Common Teaching Areas (In Use) | 952 | Corporate Services Division Admin | 34.45 | Seminar (16P) | 2 | Teaching Space Group | 206 | Lecture/Seminar/Tutorial/Class Room (<30) Flat Floor |  | Excellent | 10,477.23 | NO
West End Health Precinct_WE02-AHMS - Adelaide Health and Medical Sciences_Eighth Floor_8053 _ Corr. 1 | WE-WE02-08-8053 | WE02-08-8053-Corr. 1 | West End Health Precinct | WE | WE02 | AHMS - Adelaide Health and Medical Sciences | 08 | Eighth Floor | 8053 | 99939 | Unusable Spaces | 99939 | Unusable Spaces | 10.55 | Corr. 1 | 8 | Non Useable Floor Area Space Group | 805 | Non-usable - Circulation space |  | Excellent | 0.00 | NO
West End Health Precinct_WE02-AHMS - Adelaide Health and Medical Sciences_Eighth Floor_8054 _ Corr. 2 | WE-WE02-08-8054 | WE02-08-8054-Corr. 2 | West End Health Precinct | WE | WE02 | AHMS - Adelaide Health and Medical Sciences | 08 | Eighth Floor | 8054 | 99939 | Unusable Spaces | 99939 | Unusable Spaces | 19.15 | Corr. 2 | 8 | Non Useable Floor Area Space Group | 805 | Non-usable - Circulation space |  | Excellent | 0.00 | NO
West End Health Precinct_WE02-AHMS - Adelaide Health and Medical Sciences_Eighth Floor_8055 _ Meeting 1 (3P) | WE-WE02-08-8055 | WE02-08-8055-Meeting 1 (3P) | West End Health Precinct | WE | WE02 | AHMS - Adelaide Health and Medical Sciences | 08 | Eighth Floor | 8055 | 384 | Medicine | 384 | Adelaide Medical School | 5.08 | Meeting 1 (3P) | 6 | General Facility Space Group | 601 | General Facility - Committee/Conference/Meeting room |  | Excellent | 1,418.34 | NO
West End Health Precinct_WE02-AHMS - Adelaide Health and Medical Sciences_Eighth Floor_8056 _ Meeting 2 (3P) | WE-WE02-08-8056 | WE02-08-8056-Meeting 2 (3P) | West End Health Precinct | WE | WE02 | AHMS - Adelaide Health and Medical Sciences | 08 | Eighth Floor | 8056 | 384 | Medicine | 384 | Adelaide Medical School | 5.19 | Meeting 2 (3P) | 6 | General Facility Space Group | 601 | General Facility - Committee/Conference/Meeting room |  | Excellent | 1,449.05 | NO
West End Health Precinct_WE02-AHMS - Adelaide Health and Medical Sciences_Eighth Floor_8057 _ Meeting 1 (6-8P) | WE-WE02-08-8057 | WE02-08-8057-Meeting 1 (6-8P) | West End Health Precinct | WE | WE02 | AHMS - Adelaide Health and Medical Sciences | 08 | Eighth Floor | 8057 | 384 | Medicine | 384 | Adelaide Medical School | 10.55 | Meeting 1 (6-8P) | 6 | General Facility Space Group | 601 | General Facility - Committee/Conference/Meeting room |  | Excellent | 2,945.56 | NO
West End Health Precinct_WE02-AHMS - Adelaide Health and Medical Sciences_Eighth Floor_8058 _ Office 1 | WE-WE02-08-8058 | WE02-08-8058-Office 1 | West End Health Precinct | WE | WE02 | AHMS - Adelaide Health and Medical Sciences | 08 | Eighth Floor | 8058 | 384 | Medicine | 384 | Adelaide Medical School | 10.63 | Office 1 | 1 | Office Space Group | 108 | Office - Professional/General Staff |  | Excellent | 2,649.91 | NO
West End Health Precinct_WE02-AHMS - Adelaide Health and Medical Sciences_Eighth Floor_8059 _ Office 2 | WE-WE02-08-8059 | WE02-08-8059-Office 2 | West End Health Precinct | WE | WE02 | AHMS - Adelaide Health and Medical Sciences | 08 | Eighth Floor | 8059 | 384 | Medicine | 384 | Adelaide Medical School | 10.63 | Office 2 | 1 | Office Space Group | 108 | Office - Professional/General Staff |  | Excellent | 2,649.91 | NO
West End Health Precinct_WE02-AHMS - Adelaide Health and Medical Sciences_Eighth Floor_8060 _ Office 3 | WE-WE02-08-8060 | WE02-08-8060-Office 3 | West End Health Precinct | WE | WE02 | AHMS - Adelaide Health and Medical Sciences | 08 | Eighth Floor | 8060 | 384 | Medicine | 384 | Adelaide Medical School | 10.37 | Office 3 | 1 | Office Space Group | 108 | Office - Professional/General Staff |  | Excellent | 2,585.09 | NO
West End Health Precinct_WE02-AHMS - Adelaide Health and Medical Sciences_Eighth Floor_8061 _ Office 4 | WE-WE02-08-8061 | WE02-08-8061-Office 4 | West End Health Precinct | WE | WE02 | AHMS - Adelaide Health and Medical Sciences | 08 | Eighth Floor | 8061 | 384 | Medicine | 384 | Adelaide Medical School | 10.11 | Office 4 | 1 | Office Space Group | 108 | Office - Professional/General Staff |  | Excellent | 2,520.28 | NO
West End Health Precinct_WE02-AHMS - Adelaide Health and Medical Sciences_Eighth Floor_8062 _ Workstation - circulation | WE-WE02-08-8062 | WE02-08-8062-Workstation - circulation | West End Health Precinct | WE | WE02 | AHMS - Adelaide Health and Medical Sciences | 08 | Eighth Floor | 8062 | 384 | Medicine | 384 | Adelaide Medical School | 63.83 | Workstation - circulation | 1 | Office Space Group | 111 | Open Plan - Specific type not defined |  | Excellent | 15,911.91 | NO
West End Health Precinct_WE02-AHMS - Adelaide Health and Medical Sciences_Eighth Floor_8062.01 _ Workstation | WE-WE02-08-8062.01 | WE02-08-8062.01-Workstation | West End Health Precinct | WE | WE02 | AHMS - Adelaide Health and Medical Sciences | 08 | Eighth Floor | 8062.01 | 384 | Medicine | 384 | Adelaide Medical School | 3.7 | Workstation | 1 | Office Space Group | 111 | Open Plan - Specific type not defined |  | Excellent | 922.36 | NO
West End Health Precinct_WE02-AHMS - Adelaide Health and Medical Sciences_Eighth Floor_8062.02 _ Workstation | WE-WE02-08-8062.02 | WE02-08-8062.02-Workstation | West End Health Precinct | WE | WE02 | AHMS - Adelaide Health and Medical Sciences | 08 | Eighth Floor | 8062.02 | 384 | Medicine | 384 | Adelaide Medical School | 4.58 | Workstation | 1 | Office Space Group | 111 | Open Plan - Specific type not defined |  | Excellent | 1,141.73 | NO
West End Health Precinct_WE02-AHMS - Adelaide Health and Medical Sciences_Eighth Floor_8062.03 _ Workstation | WE-WE02-08-8062.03 | WE02-08-8062.03-Workstation | West End Health Precinct | WE | WE02 | AHMS - Adelaide Health and Medical Sciences | 08 | Eighth Floor | 8062.03 | 384 | Medicine | 384 | Adelaide Medical School | 4.84 | Workstation | 1 | Office Space Group | 111 | Open Plan - Specific type not defined |  | Excellent | 1,206.54 | NO
West End Health Precinct_WE02-AHMS - Adelaide Health and Medical Sciences_Eighth Floor_8062.04 _ Workstation | WE-WE02-08-8062.04 | WE02-08-8062.04-Workstation | West End Health Precinct | WE | WE02 | AHMS - Adelaide Health and Medical Sciences | 08 | Eighth Floor | 8062.04 | 384 | Medicine | 384 | Adelaide Medical School | 4.84 | Workstation | 1 | Office Space Group | 111 | Open Plan - Specific type not defined |  | Excellent | 1,206.54 | NO
West End Health Precinct_WE02-AHMS - Adelaide Health and Medical Sciences_Eighth Floor_8062.05 _ Workstation | WE-WE02-08-8062.05 | WE02-08-8062.05-Workstation | West End Health Precinct | WE | WE02 | AHMS - Adelaide Health and Medical Sciences | 08 | Eighth Floor | 8062.05 | 384 | Medicine | 384 | Adelaide Medical School | 4.84 | Workstation | 1 | Office Space Group | 111 | Open Plan - Specific type not defined |  | Excellent | 1,206.54 | NO
West End Health Precinct_WE02-AHMS - Adelaide Health and Medical Sciences_Eighth Floor_8062.06 _ Workstation | WE-WE02-08-8062.06 | WE02-08-8062.06-Workstation | West End Health Precinct | WE | WE02 | AHMS - Adelaide Health and Medical Sciences | 08 | Eighth Floor | 8062.06 | 384 | Medicine | 384 | Adelaide Medical School | 2.75 | Workstation | 1 | Office Space Group | 111 | Open Plan - Specific type not defined |  | Excellent | 685.54 | NO
West End Health Precinct_WE02-AHMS - Adelaide Health and Medical Sciences_Eighth Floor_8062.07 _ Workstation | WE-WE02-08-8062.07 | WE02-08-8062.07-Workstation | West End Health Precinct | WE | WE02 | AHMS - Adelaide Health and Medical Sciences | 08 | Eighth Floor | 8062.07 | 384 | Medicine | 384 | Adelaide Medical School | 3.66 | Workstation | 1 | Office Space Group | 111 | Open Plan - Specific type not defined |  | Excellent | 912.39 | NO
West End Health Precinct_WE02-AHMS - Adelaide Health and Medical Sciences_Eighth Floor_8062.08 _ Workstation | WE-WE02-08-8062.08 | WE02-08-8062.08-Workstation | West End Health Precinct | WE | WE02 | AHMS - Adelaide Health and Medical Sciences | 08 | Eighth Floor | 8062.08 | 384 | Medicine | 384 | Adelaide Medical School | 3.66 | Workstation | 1 | Office Space Group | 111 | Open Plan - Specific type not defined |  | Excellent | 912.39 | NO
West End Health Precinct_WE02-AHMS - Adelaide Health and Medical Sciences_Eighth Floor_8062.09 _ Workstation | WE-WE02-08-8062.09 | WE02-08-8062.09-Workstation | West End Health Precinct | WE | WE02 | AHMS - Adelaide Health and Medical Sciences | 08 | Eighth Floor | 8062.09 | 384 | Medicine | 384 | Adelaide Medical School | 3.66 | Workstation | 1 | Office Space Group | 111 | Open Plan - Specific type not defined |  | Excellent | 912.39 | NO
West End Health Precinct_WE02-AHMS - Adelaide Health and Medical Sciences_Eighth Floor_8062.10 _ Workstation | WE-WE02-08-8062.10 | WE02-08-8062.10-Workstation | West End Health Precinct | WE | WE02 | AHMS - Adelaide Health and Medical Sciences | 08 | Eighth Floor | 8062.10 | 384 | Medicine | 384 | Adelaide Medical School | 3.66 | Workstation | 1 | Office Space Group | 111 | Open Plan - Specific type not defined |  | Excellent | 912.39 | NO
West End Health Precinct_WE02-AHMS - Adelaide Health and Medical Sciences_Eighth Floor_8062.11 _ Workstation | WE-WE02-08-8062.11 | WE02-08-8062.11-Workstation | West End Health Precinct | WE | WE02 | AHMS - Adelaide Health and Medical Sciences | 08 | Eighth Floor | 8062.11 | 384 | Medicine | 384 | Adelaide Medical School | 2.75 | Workstation | 1 | Office Space Group | 111 | Open Plan - Specific type not defined |  | Excellent | 685.54 | NO
West End Health Precinct_WE02-AHMS - Adelaide Health and Medical Sciences_Eighth Floor_8062.12 _ Workstation | WE-WE02-08-8062.12 | WE02-08-8062.12-Workstation | West End Health Precinct | WE | WE02 | AHMS - Adelaide Health and Medical Sciences | 08 | Eighth Floor | 8062.12 | 384 | Medicine | 384 | Adelaide Medical School | 3.66 | Workstation | 1 | Office Space Group | 111 | Open Plan - Specific type not defined |  | Excellent | 912.39 | NO
West End Health Precinct_WE02-AHMS - Adelaide Health and Medical Sciences_Eighth Floor_8062.13 _ Workstation | WE-WE02-08-8062.13 | WE02-08-8062.13-Workstation | West End Health Precinct | WE | WE02 | AHMS - Adelaide Health and Medical Sciences | 08 | Eighth Floor | 8062.13 | 384 | Medicine | 384 | Adelaide Medical School | 3.66 | Workstation | 1 | Office Space Group | 111 | Open Plan - Specific type not defined |  | Excellent | 912.39 | NO
West End Health Precinct_WE02-AHMS - Adelaide Health and Medical Sciences_Eighth Floor_8062.14 _ Workstation | WE-WE02-08-8062.14 | WE02-08-8062.14-Workstation | West End Health Precinct | WE | WE02 | AHMS - Adelaide Health and Medical Sciences | 08 | Eighth Floor | 8062.14 | 384 | Medicine | 384 | Adelaide Medical School | 3.66 | Workstation | 1 | Office Space Group | 111 | Open Plan - Specific type not defined |  | Excellent | 912.39 | NO
West End Health Precinct_WE02-AHMS - Adelaide Health and Medical Sciences_Eighth Floor_8062.15 _ Workstation | WE-WE02-08-8062.15 | WE02-08-8062.15-Workstation | West End Health Precinct | WE | WE02 | AHMS - Adelaide Health and Medical Sciences | 08 | Eighth Floor | 8062.15 | 384 | Medicine | 384 | Adelaide Medical School | 3.66 | Workstation | 1 | Office Space Group | 111 | Open Plan - Specific type not defined |  | Excellent | 912.39 | NO
West End Health Precinct_WE02-AHMS - Adelaide Health and Medical Sciences_Eighth Floor_8062.16 _ Workstation | WE-WE02-08-8062.16 | WE02-08-8062.16-Workstation | West End Health Precinct | WE | WE02 | AHMS - Adelaide Health and Medical Sciences | 08 | Eighth Floor | 8062.16 | 384 | Medicine | 384 | Adelaide Medical School | 2.75 | Workstation | 1 | Office Space Group | 111 | Open Plan - Specific type not defined |  | Excellent | 685.54 | NO
West End Health Precinct_WE02-AHMS - Adelaide Health and Medical Sciences_Eighth Floor_8062.17 _ Workstation | WE-WE02-08-8062.17 | WE02-08-8062.17-Workstation | West End Health Precinct | WE | WE02 | AHMS - Adelaide Health and Medical Sciences | 08 | Eighth Floor | 8062.17 | 384 | Medicine | 384 | Adelaide Medical School | 3.66 | Workstation | 1 | Office Space Group | 111 | Open Plan - Specific type not defined |  | Excellent | 912.39 | NO
West End Health Precinct_WE02-AHMS - Adelaide Health and Medical Sciences_Eighth Floor_8062.18 _ Workstation | WE-WE02-08-8062.18 | WE02-08-8062.18-Workstation | West End Health Precinct | WE | WE02 | AHMS - Adelaide Health and Medical Sciences | 08 | Eighth Floor | 8062.18 | 384 | Medicine | 384 | Adelaide Medical School | 3.66 | Workstation | 1 | Office Space Group | 111 | Open Plan - Specific type not defined |  | Excellent | 912.39 | NO
West End Health Precinct_WE02-AHMS - Adelaide Health and Medical Sciences_Eighth Floor_8062.19 _ Workstation | WE-WE02-08-8062.19 | WE02-08-8062.19-Workstation | West End Health Precinct | WE | WE02 | AHMS - Adelaide Health and Medical Sciences | 08 | Eighth Floor | 8062.19 | 384 | Medicine | 384 | Adelaide Medical School | 3.66 | Workstation | 1 | Office Space Group | 111 | Open Plan - Specific type not defined |  | Excellent | 912.39 | NO
West End Health Precinct_WE02-AHMS - Adelaide Health and Medical Sciences_Eighth Floor_8062.20 _ Workstation | WE-WE02-08-8062.20 | WE02-08-8062.20-Workstation | West End Health Precinct | WE | WE02 | AHMS - Adelaide Health and Medical Sciences | 08 | Eighth Floor | 8062.20 | 384 | Medicine | 384 | Adelaide Medical School | 3.66 | Workstation | 1 | Office Space Group | 111 | Open Plan - Specific type not defined |  | Excellent | 912.39 | NO
West End Health Precinct_WE02-AHMS - Adelaide Health and Medical Sciences_Eighth Floor_8062.21 _ Workstation | WE-WE02-08-8062.21 | WE02-08-8062.21-Workstation | West End Health Precinct | WE | WE02 | AHMS - Adelaide Health and Medical Sciences | 08 | Eighth Floor | 8062.21 | 384 | Medicine | 384 | Adelaide Medical School | 2.78 | Workstation | 1 | Office Space Group | 111 | Open Plan - Specific type not defined |  | Excellent | 693.01 | NO
West End Health Precinct_WE02-AHMS - Adelaide Health and Medical Sciences_Eighth Floor_8062.22 _ Workstation | WE-WE02-08-8062.22 | WE02-08-8062.22-Workstation | West End Health Precinct | WE | WE02 | AHMS - Adelaide Health and Medical Sciences | 08 | Eighth Floor | 8062.22 | 384 | Medicine | 384 | Adelaide Medical School | 3.71 | Workstation | 1 | Office Space Group | 111 | Open Plan - Specific type not defined |  | Excellent | 924.85 | NO
West End Health Precinct_WE02-AHMS - Adelaide Health and Medical Sciences_Eighth Floor_8062.23 _ Workstation | WE-WE02-08-8062.23 | WE02-08-8062.23-Workstation | West End Health Precinct | WE | WE02 | AHMS - Adelaide Health and Medical Sciences | 08 | Eighth Floor | 8062.23 | 384 | Medicine | 384 | Adelaide Medical School | 3.71 | Workstation | 1 | Office Space Group | 111 | Open Plan - Specific type not defined |  | Excellent | 924.85 | NO
West End Health Precinct_WE02-AHMS - Adelaide Health and Medical Sciences_Eighth Floor_8062.24 _ Workstation | WE-WE02-08-8062.24 | WE02-08-8062.24-Workstation | West End Health Precinct | WE | WE02 | AHMS - Adelaide Health and Medical Sciences | 08 | Eighth Floor | 8062.24 | 384 | Medicine | 384 | Adelaide Medical School | 4.64 | Workstation | 1 | Office Space Group | 111 | Open Plan - Specific type not defined |  | Excellent | 1,156.69 | NO
West End Health Precinct_WE02-AHMS - Adelaide Health and Medical Sciences_Eighth Floor_8062.25 _ Workstation | WE-WE02-08-8062.25 | WE02-08-8062.25-Workstation | West End Health Precinct | WE | WE02 | AHMS - Adelaide Health and Medical Sciences | 08 | Eighth Floor | 8062.25 | 384 | Medicine | 384 | Adelaide Medical School | 4.19 | Workstation | 1 | Office Space Group | 111 | Open Plan - Specific type not defined |  | Excellent | 1,044.51 | NO
West End Health Precinct_WE02-AHMS - Adelaide Health and Medical Sciences_Eighth Floor_8062.26 _ Workstation | WE-WE02-08-8062.26 | WE02-08-8062.26-Workstation | West End Health Precinct | WE | WE02 | AHMS - Adelaide Health and Medical Sciences | 08 | Eighth Floor | 8062.26 | 384 | Medicine | 384 | Adelaide Medical School | 4.19 | Workstation | 1 | Office Space Group | 111 | Open Plan - Specific type not defined |  | Excellent | 1,044.51 | NO
West End Health Precinct_WE02-AHMS - Adelaide Health and Medical Sciences_Eighth Floor_8062.27 _ Workstation | WE-WE02-08-8062.27 | WE02-08-8062.27-Workstation | West End Health Precinct | WE | WE02 | AHMS - Adelaide Health and Medical Sciences | 08 | Eighth Floor | 8062.27 | 384 | Medicine | 384 | Adelaide Medical School | 5.58 | Workstation | 1 | Office Space Group | 111 | Open Plan - Specific type not defined |  | Excellent | 1,391.01 | NO
West End Health Precinct_WE02-AHMS - Adelaide Health and Medical Sciences_Eighth Floor_8062.28 _ Workstation | WE-WE02-08-8062.28 | WE02-08-8062.28-Workstation | West End Health Precinct | WE | WE02 | AHMS - Adelaide Health and Medical Sciences | 08 | Eighth Floor | 8062.28 | 384 | Medicine | 384 | Adelaide Medical School | 5.58 | Workstation | 1 | Office Space Group | 111 | Open Plan - Specific type not defined |  | Excellent | 1,391.01 | NO
West End Health Precinct_WE02-AHMS - Adelaide Health and Medical Sciences_Eighth Floor_8062.29 _ Workstation | WE-WE02-08-8062.29 | WE02-08-8062.29-Workstation | West End Health Precinct | WE | WE02 | AHMS - Adelaide Health and Medical Sciences | 08 | Eighth Floor | 8062.29 | 384 | Medicine | 384 | Adelaide Medical School | 5.58 | Workstation | 1 | Office Space Group | 111 | Open Plan - Specific type not defined |  | Excellent | 1,391.01 | NO
West End Health Precinct_WE02-AHMS - Adelaide Health and Medical Sciences_Eighth Floor_8062.30 _ Workstation | WE-WE02-08-8062.30 | WE02-08-8062.30-Workstation | West End Health Precinct | WE | WE02 | AHMS - Adelaide Health and Medical Sciences | 08 | Eighth Floor | 8062.30 | 384 | Medicine | 384 | Adelaide Medical School | 2.74 | Workstation | 1 | Office Space Group | 111 | Open Plan - Specific type not defined |  | Excellent | 683.04 | NO
West End Health Precinct_WE02-AHMS - Adelaide Health and Medical Sciences_Eighth Floor_8062.31 _ Workstation | WE-WE02-08-8062.31 | WE02-08-8062.31-Workstation | West End Health Precinct | WE | WE02 | AHMS - Adelaide Health and Medical Sciences | 08 | Eighth Floor | 8062.31 | 384 | Medicine | 384 | Adelaide Medical School | 2.75 | Workstation | 1 | Office Space Group | 111 | Open Plan - Specific type not defined |  | Excellent | 685.54 | NO
West End Health Precinct_WE02-AHMS - Adelaide Health and Medical Sciences_Eighth Floor_8062.32 _ Workstation | WE-WE02-08-8062.32 | WE02-08-8062.32-Workstation | West End Health Precinct | WE | WE02 | AHMS - Adelaide Health and Medical Sciences | 08 | Eighth Floor | 8062.32 | 384 | Medicine | 384 | Adelaide Medical School | 3.66 | Workstation | 1 | Office Space Group | 111 | Open Plan - Specific type not defined |  | Excellent | 912.39 | NO
West End Health Precinct_WE02-AHMS - Adelaide Health and Medical Sciences_Eighth Floor_8062.33 _ Workstation | WE-WE02-08-8062.33 | WE02-08-8062.33-Workstation | West End Health Precinct | WE | WE02 | AHMS - Adelaide Health and Medical Sciences | 08 | Eighth Floor | 8062.33 | 384 | Medicine | 384 | Adelaide Medical School | 3.66 | Workstation | 1 | Office Space Group | 111 | Open Plan - Specific type not defined |  | Excellent | 912.39 | NO
West End Health Precinct_WE02-AHMS - Adelaide Health and Medical Sciences_Eighth Floor_8062.34 _ Workstation | WE-WE02-08-8062.34 | WE02-08-8062.34-Workstation | West End Health Precinct | WE | WE02 | AHMS - Adelaide Health and Medical Sciences | 08 | Eighth Floor | 8062.34 | 384 | Medicine | 384 | Adelaide Medical School | 3.66 | Workstation | 1 | Office Space Group | 111 | Open Plan - Specific type not defined |  | Excellent | 912.39 | NO
West End Health Precinct_WE02-AHMS - Adelaide Health and Medical Sciences_Eighth Floor_8062.35 _ Workstation | WE-WE02-08-8062.35 | WE02-08-8062.35-Workstation | West End Health Precinct | WE | WE02 | AHMS - Adelaide Health and Medical Sciences | 08 | Eighth Floor | 8062.35 | 384 | Medicine | 384 | Adelaide Medical School | 2.74 | Workstation | 1 | Office Space Group | 111 | Open Plan - Specific type not defined |  | Excellent | 683.04 | NO
West End Health Precinct_WE02-AHMS - Adelaide Health and Medical Sciences_Eighth Floor_8062.36 _ Workstation | WE-WE02-08-8062.36 | WE02-08-8062.36-Workstation | West End Health Precinct | WE | WE02 | AHMS - Adelaide Health and Medical Sciences | 08 | Eighth Floor | 8062.36 | 384 | Medicine | 384 | Adelaide Medical School | 2.75 | Workstation | 1 | Office Space Group | 111 | Open Plan - Specific type not defined |  | Excellent | 685.54 | NO
West End Health Precinct_WE02-AHMS - Adelaide Health and Medical Sciences_Eighth Floor_8062.37 _ Workstation | WE-WE02-08-8062.37 | WE02-08-8062.37-Workstation | West End Health Precinct | WE | WE02 | AHMS - Adelaide Health and Medical Sciences | 08 | Eighth Floor | 8062.37 | 384 | Medicine | 384 | Adelaide Medical School | 3.66 | Workstation | 1 | Office Space Group | 111 | Open Plan - Specific type not defined |  | Excellent | 912.39 | NO
West End Health Precinct_WE02-AHMS - Adelaide Health and Medical Sciences_Eighth Floor_8062.38 _ Workstation | WE-WE02-08-8062.38 | WE02-08-8062.38-Workstation | West End Health Precinct | WE | WE02 | AHMS - Adelaide Health and Medical Sciences | 08 | Eighth Floor | 8062.38 | 384 | Medicine | 384 | Adelaide Medical School | 3.66 | Workstation | 1 | Office Space Group | 111 | Open Plan - Specific type not defined |  | Excellent | 912.39 | NO
West End Health Precinct_WE02-AHMS - Adelaide Health and Medical Sciences_Eighth Floor_8062.39 _ Workstation | WE-WE02-08-8062.39 | WE02-08-8062.39-Workstation | West End Health Precinct | WE | WE02 | AHMS - Adelaide Health and Medical Sciences | 08 | Eighth Floor | 8062.39 | 384 | Medicine | 384 | Adelaide Medical School | 3.66 | Workstation | 1 | Office Space Group | 111 | Open Plan - Specific type not defined |  | Excellent | 912.39 | NO
West End Health Precinct_WE02-AHMS - Adelaide Health and Medical Sciences_Eighth Floor_8062.40 _ Workstation | WE-WE02-08-8062.40 | WE02-08-8062.40-Workstation | West End Health Precinct | WE | WE02 | AHMS - Adelaide Health and Medical Sciences | 08 | Eighth Floor | 8062.40 | 384 | Medicine | 384 | Adelaide Medical School | 2.74 | Workstation | 1 | Office Space Group | 111 | Open Plan - Specific type not defined |  | Excellent | 683.04 | NO
West End Health Precinct_WE02-AHMS - Adelaide Health and Medical Sciences_Eighth Floor_8062.41 _ Workstation | WE-WE02-08-8062.41 | WE02-08-8062.41-Workstation | West End Health Precinct | WE | WE02 | AHMS - Adelaide Health and Medical Sciences | 08 | Eighth Floor | 8062.41 | 384 | Medicine | 384 | Adelaide Medical School | 2.75 | Workstation | 1 | Office Space Group | 111 | Open Plan - Specific type not defined |  | Excellent | 685.54 | NO
West End Health Precinct_WE02-AHMS - Adelaide Health and Medical Sciences_Eighth Floor_8062.42 _ Workstation | WE-WE02-08-8062.42 | WE02-08-8062.42-Workstation | West End Health Precinct | WE | WE02 | AHMS - Adelaide Health and Medical Sciences | 08 | Eighth Floor | 8062.42 | 384 | Medicine | 384 | Adelaide Medical School | 3.66 | Workstation | 1 | Office Space Group | 111 | Open Plan - Specific type not defined |  | Excellent | 912.39 | NO
West End Health Precinct_WE02-AHMS - Adelaide Health and Medical Sciences_Eighth Floor_8062.43 _ Workstation | WE-WE02-08-8062.43 | WE02-08-8062.43-Workstation | West End Health Precinct | WE | WE02 | AHMS - Adelaide Health and Medical Sciences | 08 | Eighth Floor | 8062.43 | 384 | Medicine | 384 | Adelaide Medical School | 3.66 | Workstation | 1 | Office Space Group | 111 | Open Plan - Specific type not defined |  | Excellent | 912.39 | NO
West End Health Precinct_WE02-AHMS - Adelaide Health and Medical Sciences_Eighth Floor_8062.44 _ Workstation | WE-WE02-08-8062.44 | WE02-08-8062.44-Workstation | West End Health Precinct | WE | WE02 | AHMS - Adelaide Health and Medical Sciences | 08 | Eighth Floor | 8062.44 | 384 | Medicine | 384 | Adelaide Medical School | 3.66 | Workstation | 1 | Office Space Group | 111 | Open Plan - Specific type not defined |  | Excellent | 912.39 | NO
West End Health Precinct_WE02-AHMS - Adelaide Health and Medical Sciences_Eighth Floor_8062.45 _ Workstation | WE-WE02-08-8062.45 | WE02-08-8062.45-Workstation | West End Health Precinct | WE | WE02 | AHMS - Adelaide Health and Medical Sciences | 08 | Eighth Floor | 8062.45 | 384 | Medicine | 384 | Adelaide Medical School | 3.69 | Workstation | 1 | Office Space Group | 111 | Open Plan - Specific type not defined |  | Excellent | 919.86 | NO
West End Health Precinct_WE02-AHMS - Adelaide Health and Medical Sciences_Eighth Floor_8062.46 _ Workstation | WE-WE02-08-8062.46 | WE02-08-8062.46-Workstation | West End Health Precinct | WE | WE02 | AHMS - Adelaide Health and Medical Sciences | 08 | Eighth Floor | 8062.46 | 384 | Medicine | 384 | Adelaide Medical School | 3.69 | Workstation | 1 | Office Space Group | 111 | Open Plan - Specific type not defined |  | Excellent | 919.86 | NO
West End Health Precinct_WE02-AHMS - Adelaide Health and Medical Sciences_Eighth Floor_8062.47 _ Workstation | WE-WE02-08-8062.47 | WE02-08-8062.47-Workstation | West End Health Precinct | WE | WE02 | AHMS - Adelaide Health and Medical Sciences | 08 | Eighth Floor | 8062.47 | 384 | Medicine | 384 | Adelaide Medical School | 3.66 | Workstation | 1 | Office Space Group | 111 | Open Plan - Specific type not defined |  | Excellent | 912.39 | NO
West End Health Precinct_WE02-AHMS - Adelaide Health and Medical Sciences_Eighth Floor_8062.48 _ Workstation | WE-WE02-08-8062.48 | WE02-08-8062.48-Workstation | West End Health Precinct | WE | WE02 | AHMS - Adelaide Health and Medical Sciences | 08 | Eighth Floor | 8062.48 | 384 | Medicine | 384 | Adelaide Medical School | 3.66 | Workstation | 1 | Office Space Group | 111 | Open Plan - Specific type not defined |  | Excellent | 912.39 | NO
West End Health Precinct_WE02-AHMS - Adelaide Health and Medical Sciences_Eighth Floor_8063 _ Corr. 3 | WE-WE02-08-8063 | WE02-08-8063-Corr. 3 | West End Health Precinct | WE | WE02 | AHMS - Adelaide Health and Medical Sciences | 08 | Eighth Floor | 8063 | 99939 | Unusable Spaces | 99939 | Unusable Spaces | 19.39 | Corr. 3 | 8 | Non Useable Floor Area Space Group | 805 | Non-usable - Circulation space |  | Excellent | 0.00 | NO
West End Health Precinct_WE02-AHMS - Adelaide Health and Medical Sciences_Eighth Floor_8064 _ Meeting 3 (3P) | WE-WE02-08-8064 | WE02-08-8064-Meeting 3 (3P) | West End Health Precinct | WE | WE02 | AHMS - Adelaide Health and Medical Sciences | 08 | Eighth Floor | 8064 | 384 | Medicine | 384 | Adelaide Medical School | 5.06 | Meeting 3 (3P) | 6 | General Facility Space Group | 601 | General Facility - Committee/Conference/Meeting room |  | Excellent | 1,412.75 | NO
West End Health Precinct_WE02-AHMS - Adelaide Health and Medical Sciences_Eighth Floor_8065 _ Meeting 4 (3P) | WE-WE02-08-8065 | WE02-08-8065-Meeting 4 (3P) | West End Health Precinct | WE | WE02 | AHMS - Adelaide Health and Medical Sciences | 08 | Eighth Floor | 8065 | 384 | Medicine | 384 | Adelaide Medical School | 5.19 | Meeting 4 (3P) | 6 | General Facility Space Group | 601 | General Facility - Committee/Conference/Meeting room |  | Excellent | 1,449.05 | NO
West End Health Precinct_WE02-AHMS - Adelaide Health and Medical Sciences_Eighth Floor_8066 _ Meeting 2 (6-8P) | WE-WE02-08-8066 | WE02-08-8066-Meeting 2 (6-8P) | West End Health Precinct | WE | WE02 | AHMS - Adelaide Health and Medical Sciences | 08 | Eighth Floor | 8066 | 384 | Medicine | 384 | Adelaide Medical School | 10.55 | Meeting 2 (6-8P) | 6 | General Facility Space Group | 601 | General Facility - Committee/Conference/Meeting room |  | Excellent | 2,945.56 | NO
West End Health Precinct_WE02-AHMS - Adelaide Health and Medical Sciences_Eighth Floor_8067 _ Office 5 | WE-WE02-08-8067 | WE02-08-8067-Office 5 | West End Health Precinct | WE | WE02 | AHMS - Adelaide Health and Medical Sciences | 08 | Eighth Floor | 8067 | 384 | Medicine | 384 | Adelaide Medical School | 10.63 | Office 5 | 1 | Office Space Group | 108 | Office - Professional/General Staff |  | Excellent | 2,649.91 | NO
West End Health Precinct_WE02-AHMS - Adelaide Health and Medical Sciences_Eighth Floor_8068 _ Office 6 | WE-WE02-08-8068 | WE02-08-8068-Office 6 | West End Health Precinct | WE | WE02 | AHMS - Adelaide Health and Medical Sciences | 08 | Eighth Floor | 8068 | 384 | Medicine | 384 | Adelaide Medical School | 10.63 | Office 6 | 1 | Office Space Group | 108 | Office - Professional/General Staff |  | Excellent | 2,649.91 | NO
West End Health Precinct_WE02-AHMS - Adelaide Health and Medical Sciences_Eighth Floor_8069 _ Office 7 | WE-WE02-08-8069 | WE02-08-8069-Office 7 | West End Health Precinct | WE | WE02 | AHMS - Adelaide Health and Medical Sciences | 08 | Eighth Floor | 8069 | 384 | Medicine | 384 | Adelaide Medical School | 10.42 | Office 7 | 1 | Office Space Group | 108 | Office - Professional/General Staff |  | Excellent | 2,597.56 | NO
West End Health Precinct_WE02-AHMS - Adelaide Health and Medical Sciences_Eighth Floor_8070 _ Office 8 | WE-WE02-08-8070 | WE02-08-8070-Office 8 | West End Health Precinct | WE | WE02 | AHMS - Adelaide Health and Medical Sciences | 08 | Eighth Floor | 8070 | 384 | Medicine | 384 | Adelaide Medical School | 10.24 | Office 8 | 1 | Office Space Group | 108 | Office - Professional/General Staff |  | Excellent | 2,552.69 | NO
West End Health Precinct_WE02-AHMS - Adelaide Health and Medical Sciences_Eighth Floor_8071 _ Workstation - circulation | WE-WE02-08-8071 | WE02-08-8071-Workstation - circulation | West End Health Precinct | WE | WE02 | AHMS - Adelaide Health and Medical Sciences | 08 | Eighth Floor | 8071 | 384 | Medicine | 384 | Adelaide Medical School | 50.12 | Workstation - circulation | 1 | Office Space Group | 111 | Open Plan - Specific type not defined |  | Excellent | 12,494.20 | NO
West End Health Precinct_WE02-AHMS - Adelaide Health and Medical Sciences_Eighth Floor_8071.01 _ Workstation | WE-WE02-08-8071.01 | WE02-08-8071.01-Workstation | West End Health Precinct | WE | WE02 | AHMS - Adelaide Health and Medical Sciences | 08 | Eighth Floor | 8071.01 | 384 | Medicine | 384 | Adelaide Medical School | 2.7 | Workstation | 1 | Office Space Group | 111 | Open Plan - Specific type not defined |  | Excellent | 673.07 | NO
West End Health Precinct_WE02-AHMS - Adelaide Health and Medical Sciences_Eighth Floor_8071.02 _ Workstation | WE-WE02-08-8071.02 | WE02-08-8071.02-Workstation | West End Health Precinct | WE | WE02 | AHMS - Adelaide Health and Medical Sciences | 08 | Eighth Floor | 8071.02 | 384 | Medicine | 384 | Adelaide Medical School | 2.7 | Workstation | 1 | Office Space Group | 111 | Open Plan - Specific type not defined |  | Excellent | 673.07 | NO
West End Health Precinct_WE02-AHMS - Adelaide Health and Medical Sciences_Eighth Floor_8071.03 _ Workstation | WE-WE02-08-8071.03 | WE02-08-8071.03-Workstation | West End Health Precinct | WE | WE02 | AHMS - Adelaide Health and Medical Sciences | 08 | Eighth Floor | 8071.03 | 384 | Medicine | 384 | Adelaide Medical School | 3.6 | Workstation | 1 | Office Space Group | 111 | Open Plan - Specific type not defined |  | Excellent | 897.43 | NO
West End Health Precinct_WE02-AHMS - Adelaide Health and Medical Sciences_Eighth Floor_8071.04 _ Workstation | WE-WE02-08-8071.04 | WE02-08-8071.04-Workstation | West End Health Precinct | WE | WE02 | AHMS - Adelaide Health and Medical Sciences | 08 | Eighth Floor | 8071.04 | 384 | Medicine | 384 | Adelaide Medical School | 3.6 | Workstation | 1 | Office Space Group | 111 | Open Plan - Specific type not defined |  | Excellent | 897.43 | NO
West End Health Precinct_WE02-AHMS - Adelaide Health and Medical Sciences_Eighth Floor_8071.05 _ Workstation | WE-WE02-08-8071.05 | WE02-08-8071.05-Workstation | West End Health Precinct | WE | WE02 | AHMS - Adelaide Health and Medical Sciences | 08 | Eighth Floor | 8071.05 | 384 | Medicine | 384 | Adelaide Medical School | 2.7 | Workstation | 1 | Office Space Group | 111 | Open Plan - Specific type not defined |  | Excellent | 673.07 | NO
West End Health Precinct_WE02-AHMS - Adelaide Health and Medical Sciences_Eighth Floor_8071.06 _ Workstation | WE-WE02-08-8071.06 | WE02-08-8071.06-Workstation | West End Health Precinct | WE | WE02 | AHMS - Adelaide Health and Medical Sciences | 08 | Eighth Floor | 8071.06 | 384 | Medicine | 384 | Adelaide Medical School | 2.7 | Workstation | 1 | Office Space Group | 111 | Open Plan - Specific type not defined |  | Excellent | 673.07 | NO
West End Health Precinct_WE02-AHMS - Adelaide Health and Medical Sciences_Eighth Floor_8071.07 _ Workstation | WE-WE02-08-8071.07 | WE02-08-8071.07-Workstation | West End Health Precinct | WE | WE02 | AHMS - Adelaide Health and Medical Sciences | 08 | Eighth Floor | 8071.07 | 384 | Medicine | 384 | Adelaide Medical School | 3.6 | Workstation | 1 | Office Space Group | 111 | Open Plan - Specific type not defined |  | Excellent | 897.43 | NO
West End Health Precinct_WE02-AHMS - Adelaide Health and Medical Sciences_Eighth Floor_8071.08 _ Workstation | WE-WE02-08-8071.08 | WE02-08-8071.08-Workstation | West End Health Precinct | WE | WE02 | AHMS - Adelaide Health and Medical Sciences | 08 | Eighth Floor | 8071.08 | 384 | Medicine | 384 | Adelaide Medical School | 3.6 | Workstation | 1 | Office Space Group | 111 | Open Plan - Specific type not defined |  | Excellent | 897.43 | NO
West End Health Precinct_WE02-AHMS - Adelaide Health and Medical Sciences_Eighth Floor_8071.09 _ Workstation | WE-WE02-08-8071.09 | WE02-08-8071.09-Workstation | West End Health Precinct | WE | WE02 | AHMS - Adelaide Health and Medical Sciences | 08 | Eighth Floor | 8071.09 | 384 | Medicine | 384 | Adelaide Medical School | 2.7 | Workstation | 1 | Office Space Group | 111 | Open Plan - Specific type not defined |  | Excellent | 673.07 | NO
West End Health Precinct_WE02-AHMS - Adelaide Health and Medical Sciences_Eighth Floor_8071.10 _ Workstation | WE-WE02-08-8071.10 | WE02-08-8071.10-Workstation | West End Health Precinct | WE | WE02 | AHMS - Adelaide Health and Medical Sciences | 08 | Eighth Floor | 8071.10 | 384 | Medicine | 384 | Adelaide Medical School | 2.7 | Workstation | 1 | Office Space Group | 111 | Open Plan - Specific type not defined |  | Excellent | 673.07 | NO
West End Health Precinct_WE02-AHMS - Adelaide Health and Medical Sciences_Eighth Floor_8071.11 _ Workstation | WE-WE02-08-8071.11 | WE02-08-8071.11-Workstation | West End Health Precinct | WE | WE02 | AHMS - Adelaide Health and Medical Sciences | 08 | Eighth Floor | 8071.11 | 384 | Medicine | 384 | Adelaide Medical School | 3.6 | Workstation | 1 | Office Space Group | 111 | Open Plan - Specific type not defined |  | Excellent | 897.43 | NO
West End Health Precinct_WE02-AHMS - Adelaide Health and Medical Sciences_Eighth Floor_8071.12 _ Workstation | WE-WE02-08-8071.12 | WE02-08-8071.12-Workstation | West End Health Precinct | WE | WE02 | AHMS - Adelaide Health and Medical Sciences | 08 | Eighth Floor | 8071.12 | 384 | Medicine | 384 | Adelaide Medical School | 3.6 | Workstation | 1 | Office Space Group | 111 | Open Plan - Specific type not defined |  | Excellent | 897.43 | NO
West End Health Precinct_WE02-AHMS - Adelaide Health and Medical Sciences_Eighth Floor_8071.13 _ Workstation | WE-WE02-08-8071.13 | WE02-08-8071.13-Workstation | West End Health Precinct | WE | WE02 | AHMS - Adelaide Health and Medical Sciences | 08 | Eighth Floor | 8071.13 | 384 | Medicine | 384 | Adelaide Medical School | 2.7 | Workstation | 1 | Office Space Group | 111 | Open Plan - Specific type not defined |  | Excellent | 673.07 | NO
West End Health Precinct_WE02-AHMS - Adelaide Health and Medical Sciences_Eighth Floor_8071.14 _ Workstation | WE-WE02-08-8071.14 | WE02-08-8071.14-Workstation | West End Health Precinct | WE | WE02 | AHMS - Adelaide Health and Medical Sciences | 08 | Eighth Floor | 8071.14 | 384 | Medicine | 384 | Adelaide Medical School | 2.7 | Workstation | 1 | Office Space Group | 111 | Open Plan - Specific type not defined |  | Excellent | 673.07 | NO
West End Health Precinct_WE02-AHMS - Adelaide Health and Medical Sciences_Eighth Floor_8071.15 _ Workstation | WE-WE02-08-8071.15 | WE02-08-8071.15-Workstation | West End Health Precinct | WE | WE02 | AHMS - Adelaide Health and Medical Sciences | 08 | Eighth Floor | 8071.15 | 384 | Medicine | 384 | Adelaide Medical School | 3.6 | Workstation | 1 | Office Space Group | 111 | Open Plan - Specific type not defined |  | Excellent | 897.43 | NO
West End Health Precinct_WE02-AHMS - Adelaide Health and Medical Sciences_Eighth Floor_8071.16 _ Workstation | WE-WE02-08-8071.16 | WE02-08-8071.16-Workstation | West End Health Precinct | WE | WE02 | AHMS - Adelaide Health and Medical Sciences | 08 | Eighth Floor | 8071.16 | 384 | Medicine | 384 | Adelaide Medical School | 3.6 | Workstation | 1 | Office Space Group | 111 | Open Plan - Specific type not defined |  | Excellent | 897.43 | NO
West End Health Precinct_WE02-AHMS - Adelaide Health and Medical Sciences_Eighth Floor_8071.17 _ Workstation | WE-WE02-08-8071.17 | WE02-08-8071.17-Workstation | West End Health Precinct | WE | WE02 | AHMS - Adelaide Health and Medical Sciences | 08 | Eighth Floor | 8071.17 | 384 | Medicine | 384 | Adelaide Medical School | 3.69 | Workstation | 1 | Office Space Group | 111 | Open Plan - Specific type not defined |  | Excellent | 919.86 | NO
West End Health Precinct_WE02-AHMS - Adelaide Health and Medical Sciences_Eighth Floor_8071.18 _ Workstation | WE-WE02-08-8071.18 | WE02-08-8071.18-Workstation | West End Health Precinct | WE | WE02 | AHMS - Adelaide Health and Medical Sciences | 08 | Eighth Floor | 8071.18 | 384 | Medicine | 384 | Adelaide Medical School | 3.7 | Workstation | 1 | Office Space Group | 111 | Open Plan - Specific type not defined |  | Excellent | 922.36 | NO
West End Health Precinct_WE02-AHMS - Adelaide Health and Medical Sciences_Eighth Floor_8071.19 _ Workstation | WE-WE02-08-8071.19 | WE02-08-8071.19-Workstation | West End Health Precinct | WE | WE02 | AHMS - Adelaide Health and Medical Sciences | 08 | Eighth Floor | 8071.19 | 384 | Medicine | 384 | Adelaide Medical School | 3.71 | Workstation | 1 | Office Space Group | 111 | Open Plan - Specific type not defined |  | Excellent | 924.85 | NO
West End Health Precinct_WE02-AHMS - Adelaide Health and Medical Sciences_Eighth Floor_8071A _ Informal Work | WE-WE02-08-8071A | WE02-08-8071A-Informal Work | West End Health Precinct | WE | WE02 | AHMS - Adelaide Health and Medical Sciences | 08 | Eighth Floor | 8071A | 384 | Medicine | 384 | Adelaide Medical School | 5.81 | Informal Work | 1 | Office Space Group | 119 | Informal Work Space |  | Excellent | 1,448.35 | NO
West End Health Precinct_WE02-AHMS - Adelaide Health and Medical Sciences_Eighth Floor_8072 _ Foyer - West | WE-WE02-08-8072 | WE02-08-8072-Foyer - West | West End Health Precinct | WE | WE02 | AHMS - Adelaide Health and Medical Sciences | 08 | Eighth Floor | 8072 | 99939 | Unusable Spaces | 99939 | Unusable Spaces | 61.01 | Foyer - West | 8 | Non Useable Floor Area Space Group | 805 | Non-usable - Circulation space |  | Excellent | 0.00 | NO
West End Health Precinct_WE02-AHMS - Adelaide Health and Medical Sciences_Eighth Floor_8073 _ Corr. 4 | WE-WE02-08-8073 | WE02-08-8073-Corr. 4 | West End Health Precinct | WE | WE02 | AHMS - Adelaide Health and Medical Sciences | 08 | Eighth Floor | 8073 | 99939 | Unusable Spaces | 99939 | Unusable Spaces | 19.76 | Corr. 4 | 8 | Non Useable Floor Area Space Group | 805 | Non-usable - Circulation space |  | Excellent | 0.00 | NO
West End Health Precinct_WE02-AHMS - Adelaide Health and Medical Sciences_Eighth Floor_8073A _ Corr. | WE-WE02-08-8073A | WE02-08-8073A-Corr. | West End Health Precinct | WE | WE02 | AHMS - Adelaide Health and Medical Sciences | 08 | Eighth Floor | 8073A | 99939 | Unusable Spaces | 99939 | Unusable Spaces | 88.48 | Corr. | 8 | Non Useable Floor Area Space Group | 805 | Non-usable - Circulation space |  | Excellent | 0.00 | NO
West End Health Precinct_WE02-AHMS - Adelaide Health and Medical Sciences_Eighth Floor_8074 _ Seating 1 | WE-WE02-08-8074 | WE02-08-8074-Seating 1 | West End Health Precinct | WE | WE02 | AHMS - Adelaide Health and Medical Sciences | 08 | Eighth Floor | 8074 | 384 | Medicine | 384 | Adelaide Medical School | 1.72 | Seating 1 | 5 | Library, IT and Learning Space Group | 517 | Informal Learning | INFORMAL-PRIM-S | Excellent | 480.22 | NO
West End Health Precinct_WE02-AHMS - Adelaide Health and Medical Sciences_Eighth Floor_8075 _ Secure Store | WE-WE02-08-8075 | WE02-08-8075-Secure Store | West End Health Precinct | WE | WE02 | AHMS - Adelaide Health and Medical Sciences | 08 | Eighth Floor | 8075 | 384 | Medicine | 384 | Adelaide Medical School | 4.79 | Secure Store | 4 | Ancillary Area Space Group | 419 | Ancillary Area - Store Room - Generic |  | Excellent | 1,050.79 | NO
West End Health Precinct_WE02-AHMS - Adelaide Health and Medical Sciences_Eighth Floor_8076 _ Elec | WE-WE02-08-8076 | WE02-08-8076-Elec | West End Health Precinct | WE | WE02 | AHMS - Adelaide Health and Medical Sciences | 08 | Eighth Floor | 8076 | 99939 | Unusable Spaces | 99939 | Unusable Spaces | 2.53 | Elec | 8 | Non Useable Floor Area Space Group | 840 | Non-usable - Service riser |  | Excellent | 0.00 | NO
West End Health Precinct_WE02-AHMS - Adelaide Health and Medical Sciences_Eighth Floor_8077 _ Seating 2 | WE-WE02-08-8077 | WE02-08-8077-Seating 2 | West End Health Precinct | WE | WE02 | AHMS - Adelaide Health and Medical Sciences | 08 | Eighth Floor | 8077 | 384 | Medicine | 384 | Adelaide Medical School | 2.5 | Seating 2 | 5 | Library, IT and Learning Space Group | 517 | Informal Learning | INFORMAL-PRIM-S | Excellent | 698.00 | NO
West End Health Precinct_WE02-AHMS - Adelaide Health and Medical Sciences_Eighth Floor_8078 _ Tea Station 1 | WE-WE02-08-8078 | WE02-08-8078-Tea Station 1 | West End Health Precinct | WE | WE02 | AHMS - Adelaide Health and Medical Sciences | 08 | Eighth Floor | 8078 | 99939 | Unusable Spaces | 99939 | Unusable Spaces | 5.12 | Tea Station 1 | 6 | General Facility Space Group | 608 | General Facility - Kitchen/Servery/Food Storage |  | Excellent | 1,429.50 | NO
West End Health Precinct_WE02-AHMS - Adelaide Health and Medical Sciences_Eighth Floor_8078A _ Seating | WE-WE02-08-8078A | WE02-08-8078A-Seating | West End Health Precinct | WE | WE02 | AHMS - Adelaide Health and Medical Sciences | 08 | Eighth Floor | 8078A | 384 | Medicine | 384 | Adelaide Medical School | 8.64 | Seating | 5 | Library, IT and Learning Space Group | 517 | Informal Learning | INFORMAL-PRIM-S | Excellent | 2,412.29 | NO
West End Health Precinct_WE02-AHMS - Adelaide Health and Medical Sciences_Eighth Floor_8079 _ Meeting - Informal | WE-WE02-08-8079 | WE02-08-8079-Meeting - Informal | West End Health Precinct | WE | WE02 | AHMS - Adelaide Health and Medical Sciences | 08 | Eighth Floor | 8079 | 384 | Medicine | 384 | Adelaide Medical School | 19.88 | Meeting - Informal | 1 | Office Space Group | 119 | Informal Work Space |  | Excellent | 4,955.80 | NO
West End Health Precinct_WE02-AHMS - Adelaide Health and Medical Sciences_Eighth Floor_8080 _ Utility 1 | WE-WE02-08-8080 | WE02-08-8080-Utility 1 | West End Health Precinct | WE | WE02 | AHMS - Adelaide Health and Medical Sciences | 08 | Eighth Floor | 8080 | 384 | Medicine | 384 | Adelaide Medical School | 3.59 | Utility 1 | 6 | General Facility Space Group | 603 | General Facility - Resource room |  | Excellent | 1,002.33 | NO
West End Health Precinct_WE02-AHMS - Adelaide Health and Medical Sciences_Eighth Floor_8080A _ Bins | WE-WE02-08-8080A | WE02-08-8080A-Bins | West End Health Precinct | WE | WE02 | AHMS - Adelaide Health and Medical Sciences | 08 | Eighth Floor | 8080A | 99939 | Unusable Spaces | 99939 | Unusable Spaces | 0.53 | Bins | 8 | Non Useable Floor Area Space Group | 841 | Non-usable - Waste management |  | Excellent | 0.00 | NO
West End Health Precinct_WE02-AHMS - Adelaide Health and Medical Sciences_Eighth Floor_8081 _ VSR | WE-WE02-08-8081 | WE02-08-8081-VSR | West End Health Precinct | WE | WE02 | AHMS - Adelaide Health and Medical Sciences | 08 | Eighth Floor | 8081 | 99939 | Unusable Spaces | 99939 | Unusable Spaces | 1.18 | VSR | 8 | Non Useable Floor Area Space Group | 840 | Non-usable - Service riser |  | Excellent | 0.00 | NO
West End Health Precinct_WE02-AHMS - Adelaide Health and Medical Sciences_Eighth Floor_8082 _ Utility 2 | WE-WE02-08-8082 | WE02-08-8082-Utility 2 | West End Health Precinct | WE | WE02 | AHMS - Adelaide Health and Medical Sciences | 08 | Eighth Floor | 8082 | 384 | Medicine | 384 | Adelaide Medical School | 4.64 | Utility 2 | 6 | General Facility Space Group | 603 | General Facility - Resource room |  | Excellent | 1,295.49 | NO
West End Health Precinct_WE02-AHMS - Adelaide Health and Medical Sciences_Eighth Floor_8082A _ Bins | WE-WE02-08-8082A | WE02-08-8082A-Bins | West End Health Precinct | WE | WE02 | AHMS - Adelaide Health and Medical Sciences | 08 | Eighth Floor | 8082A | 99939 | Unusable Spaces | 99939 | Unusable Spaces | 1.08 | Bins | 8 | Non Useable Floor Area Space Group | 841 | Non-usable - Waste management |  | Excellent | 0.00 | NO
West End Health Precinct_WE02-AHMS - Adelaide Health and Medical Sciences_Eighth Floor_8083 _ Tea Station 2 | WE-WE02-08-8083 | WE02-08-8083-Tea Station 2 | West End Health Precinct | WE | WE02 | AHMS - Adelaide Health and Medical Sciences | 08 | Eighth Floor | 8083 | 99939 | Unusable Spaces | 99939 | Unusable Spaces | 5.35 | Tea Station 2 | 6 | General Facility Space Group | 608 | General Facility - Kitchen/Servery/Food Storage |  | Excellent | 1,493.72 | NO
West End Health Precinct_WE02-AHMS - Adelaide Health and Medical Sciences_Eighth Floor_8084 _ Meeting - Informal | WE-WE02-08-8084 | WE02-08-8084-Meeting - Informal | West End Health Precinct | WE | WE02 | AHMS - Adelaide Health and Medical Sciences | 08 | Eighth Floor | 8084 | 384 | Medicine | 384 | Adelaide Medical School | 22.86 | Meeting - Informal | 1 | Office Space Group | 119 | Informal Work Space |  | Excellent | 5,698.67 | NO
West End Health Precinct_WE02-AHMS - Adelaide Health and Medical Sciences_Eighth Floor_8084A _ Compactus | WE-WE02-08-8084A | WE02-08-8084A-Compactus | West End Health Precinct | WE | WE02 | AHMS - Adelaide Health and Medical Sciences | 08 | Eighth Floor | 8084A | 384 | Medicine | 384 | Adelaide Medical School | 12.18 | Compactus | 4 | Ancillary Area Space Group | 419 | Ancillary Area - Store Room - Generic |  | Excellent | 2,671.94 | NO
West End Health Precinct_WE02-AHMS - Adelaide Health and Medical Sciences_Eighth Floor_8090 _ PCR [PC2-Cert] | WE-WE02-08-8090 | WE02-08-8090-PCR [PC2-Cert] | West End Health Precinct | WE | WE02 | AHMS - Adelaide Health and Medical Sciences | 08 | Eighth Floor | 8090 | 384 | Medicine | 384 | Adelaide Medical School | 28.57 | PCR [PC2-Cert] | 3 | Specialist Teaching or Research Space Group | 306 | Laboratory - Scientific/Medical/Engineering - WET - Postgraduate/Research | RATED - PC2 | Excellent | 9,472.38 | NO
West End Health Precinct_WE02-AHMS - Adelaide Health and Medical Sciences_Eighth Floor_8091 _ West Services Riser | WE-WE02-08-8091 | WE02-08-8091-West Services Riser | West End Health Precinct | WE | WE02 | AHMS - Adelaide Health and Medical Sciences | 08 | Eighth Floor | 8091 | 99939 | Unusable Spaces | 99939 | Unusable Spaces | 10.11 | West Services Riser | 8 | Non Useable Floor Area Space Group | 840 | Non-usable - Service riser |  | Excellent | 0.00 | NO
West End Health Precinct_WE02-AHMS - Adelaide Health and Medical Sciences_Eighth Floor_8092 _ +4 deg. Cool Room [PC2-Cert] | WE-WE02-08-8092 | WE02-08-8092-+4 deg. Cool Room [PC2-Cert] | West End Health Precinct | WE | WE02 | AHMS - Adelaide Health and Medical Sciences | 08 | Eighth Floor | 8092 | 384 | Medicine | 384 | Adelaide Medical School | 9.8 | +4 deg. Cool Room [PC2-Cert] | 4 | Ancillary Area Space Group | 405 | Ancillary Area - Constant Temperature/ Freezer/Cold/Warm Rooms | RATED - PC2 | Excellent | 2,149.84 | NO
West End Health Precinct_WE02-AHMS - Adelaide Health and Medical Sciences_Eighth Floor_8093A _ Warm Shell [PC2-Cert] | WE-WE02-08-8093A | WE02-08-8093A-Warm Shell [PC2-Cert] | West End Health Precinct | WE | WE02 | AHMS - Adelaide Health and Medical Sciences | 08 | Eighth Floor | 8093A | 384 | Medicine | 384 | Adelaide Medical School | 23.32 | Warm Shell [PC2-Cert] | 3 | Specialist Teaching or Research Space Group | 306 | Laboratory - Scientific/Medical/Engineering - WET - Postgraduate/Research | RATED - PC2 | Excellent | 7,731.75 | NO
West End Health Precinct_WE02-AHMS - Adelaide Health and Medical Sciences_Eighth Floor_8093B _ Compound Isolator [PC2-Cert] | WE-WE02-08-8093B | WE02-08-8093B-Compound Isolator [PC2-Cert] | West End Health Precinct | WE | WE02 | AHMS - Adelaide Health and Medical Sciences | 08 | Eighth Floor | 8093B | 384 | Medicine | 384 | Adelaide Medical School | 22.48 | Compound Isolator [PC2-Cert] | 3 | Specialist Teaching or Research Space Group | 306 | Laboratory - Scientific/Medical/Engineering - WET - Postgraduate/Research | RATED - PC2 | Excellent | 7,453.24 | NO
West End Health Precinct_WE02-AHMS - Adelaide Health and Medical Sciences_Eighth Floor_8093C _ Pre PCR [PC2-Cert] | WE-WE02-08-8093C | WE02-08-8093C-Pre PCR [PC2-Cert] | West End Health Precinct | WE | WE02 | AHMS - Adelaide Health and Medical Sciences | 08 | Eighth Floor | 8093C | 384 | Medicine | 384 | Adelaide Medical School | 21.94 | Pre PCR [PC2-Cert] | 3 | Specialist Teaching or Research Space Group | 306 | Laboratory - Scientific/Medical/Engineering - WET - Postgraduate/Research | RATED - PC2 | Excellent | 7,274.21 | NO
West End Health Precinct_WE02-AHMS - Adelaide Health and Medical Sciences_Eighth Floor_8094 _ Tissue Culture 2 [PC2-Cert] | WE-WE02-08-8094 | WE02-08-8094-Tissue Culture 2 [PC2-Cert] | West End Health Precinct | WE | WE02 | AHMS - Adelaide Health and Medical Sciences | 08 | Eighth Floor | 8094 | 384 | Medicine | 384 | Adelaide Medical School | 61.57 | Tissue Culture 2 [PC2-Cert] | 3 | Specialist Teaching or Research Space Group | 306 | Laboratory - Scientific/Medical/Engineering - WET - Postgraduate/Research | RATED - PC2 | Excellent | 20,413.54 | NO
West End Health Precinct_WE02-AHMS - Adelaide Health and Medical Sciences_Eighth Floor_8095 _ Entry / Store | WE-WE02-08-8095 | WE02-08-8095-Entry / Store | West End Health Precinct | WE | WE02 | AHMS - Adelaide Health and Medical Sciences | 08 | Eighth Floor | 8095 | 384 | Medicine | 384 | Adelaide Medical School | 20.46 | Entry / Store | 4 | Ancillary Area Space Group | 419 | Ancillary Area - Store Room - Generic |  | Excellent | 4,488.34 | NO
West End Health Precinct_WE02-AHMS - Adelaide Health and Medical Sciences_Eighth Floor_8096 _ VSR | WE-WE02-08-8096 | WE02-08-8096-VSR | West End Health Precinct | WE | WE02 | AHMS - Adelaide Health and Medical Sciences | 08 | Eighth Floor | 8096 | 99939 | Unusable Spaces | 99939 | Unusable Spaces | 0.69 | VSR | 8 | Non Useable Floor Area Space Group | 840 | Non-usable - Service riser |  | Excellent | 0.00 | NO
West End Health Precinct_WE02-AHMS - Adelaide Health and Medical Sciences_Eighth Floor_8096A _ VSR | WE-WE02-08-8096A | WE02-08-8096A-VSR | West End Health Precinct | WE | WE02 | AHMS - Adelaide Health and Medical Sciences | 08 | Eighth Floor | 8096A | 99939 | Unusable Spaces | 99939 | Unusable Spaces | 0.8 | VSR | 8 | Non Useable Floor Area Space Group | 840 | Non-usable - Service riser |  | Excellent | 0.00 | NO
West End Health Precinct_WE02-AHMS - Adelaide Health and Medical Sciences_Eighth Floor_8097 _ Comms | WE-WE02-08-8097 | WE02-08-8097-Comms | West End Health Precinct | WE | WE02 | AHMS - Adelaide Health and Medical Sciences | 08 | Eighth Floor | 8097 | 99939 | Unusable Spaces | 99939 | Unusable Spaces | 16.7 | Comms | 8 | Non Useable Floor Area Space Group | 812 | Non-usable - Comms/network system/Telephone/PABX |  | Excellent | 0.00 | NO
West End Health Precinct_WE02-AHMS - Adelaide Health and Medical Sciences_Eighth Floor_8098 _ Store [PC2-Cert] | WE-WE02-08-8098 | WE02-08-8098-Store [PC2-Cert] | West End Health Precinct | WE | WE02 | AHMS - Adelaide Health and Medical Sciences | 08 | Eighth Floor | 8098 | 384 | Medicine | 384 | Adelaide Medical School | 17.28 | Store [PC2-Cert] | 4 | Ancillary Area Space Group | 419 | Ancillary Area - Store Room - Generic | RATED - PC2 | Excellent | 3,790.74 | NO
West End Health Precinct_WE02-AHMS - Adelaide Health and Medical Sciences_Eighth Floor_8099 _ Shared Equip. 1 [PC2-Cert] | WE-WE02-08-8099 | WE02-08-8099-Shared Equip. 1 [PC2-Cert] | West End Health Precinct | WE | WE02 | AHMS - Adelaide Health and Medical Sciences | 08 | Eighth Floor | 8099 | 384 | Medicine | 384 | Adelaide Medical School | 16.28 | Shared Equip. 1 [PC2-Cert] | 4 | Ancillary Area Space Group | 419 | Ancillary Area - Store Room - Generic | RATED - PC2 | Excellent | 3,571.37 | NO
West End Health Precinct_WE02-AHMS - Adelaide Health and Medical Sciences_Eighth Floor_8100 _ Shared Equip. 2 [PC2-Cert] | WE-WE02-08-8100 | WE02-08-8100-Shared Equip. 2 [PC2-Cert] | West End Health Precinct | WE | WE02 | AHMS - Adelaide Health and Medical Sciences | 08 | Eighth Floor | 8100 | 384 | Medicine | 384 | Adelaide Medical School | 15.5 | Shared Equip. 2 [PC2-Cert] | 4 | Ancillary Area Space Group | 419 | Ancillary Area - Store Room - Generic | RATED - PC2 | Excellent | 3,400.26 | NO
West End Health Precinct_WE02-AHMS - Adelaide Health and Medical Sciences_Eighth Floor_8101 _ -80 deg. Freezer Room [PC2-Cert] | WE-WE02-08-8101 | WE02-08-8101--80 deg. Freezer Room [PC2-Cert] | West End Health Precinct | WE | WE02 | AHMS - Adelaide Health and Medical Sciences | 08 | Eighth Floor | 8101 | 384 | Medicine | 384 | Adelaide Medical School | 15.77 | -80 deg. Freezer Room [PC2-Cert] | 4 | Ancillary Area Space Group | 405 | Ancillary Area - Constant Temperature/ Freezer/Cold/Warm Rooms | RATED - PC2 | Excellent | 3,459.49 | NO
West End Health Precinct_WE02-AHMS - Adelaide Health and Medical Sciences_Eighth Floor_8102 _ East Service Riser | WE-WE02-08-8102 | WE02-08-8102-East Service Riser | West End Health Precinct | WE | WE02 | AHMS - Adelaide Health and Medical Sciences | 08 | Eighth Floor | 8102 | 99939 | Unusable Spaces | 99939 | Unusable Spaces | 10.54 | East Service Riser | 8 | Non Useable Floor Area Space Group | 840 | Non-usable - Service riser |  | Excellent | 0.00 | NO
West End Health Precinct_WE02-AHMS - Adelaide Health and Medical Sciences_Eighth Floor_8103 _ Gas Manifold | WE-WE02-08-8103 | WE02-08-8103-Gas Manifold | West End Health Precinct | WE | WE02 | AHMS - Adelaide Health and Medical Sciences | 08 | Eighth Floor | 8103 | 99939 | Unusable Spaces | 99939 | Unusable Spaces | 3.65 | Gas Manifold | 8 | Non Useable Floor Area Space Group | 840 | Non-usable - Service riser |  | Excellent | 0.00 | NO
West End Health Precinct_WE02-AHMS - Adelaide Health and Medical Sciences_Eighth Floor_8104 _ Elec | WE-WE02-08-8104 | WE02-08-8104-Elec | West End Health Precinct | WE | WE02 | AHMS - Adelaide Health and Medical Sciences | 08 | Eighth Floor | 8104 | 99939 | Unusable Spaces | 99939 | Unusable Spaces | 2.79 | Elec | 8 | Non Useable Floor Area Space Group | 840 | Non-usable - Service riser |  | Excellent | 0.00 | NO
West End Health Precinct_WE02-AHMS - Adelaide Health and Medical Sciences_Eighth Floor_8105 _ Foyer - East | WE-WE02-08-8105 | WE02-08-8105-Foyer - East | West End Health Precinct | WE | WE02 | AHMS - Adelaide Health and Medical Sciences | 08 | Eighth Floor | 8105 | 99939 | Unusable Spaces | 99939 | Unusable Spaces | 20.9 | Foyer - East | 8 | Non Useable Floor Area Space Group | 805 | Non-usable - Circulation space |  | Excellent | 0.00 | NO
West End Health Precinct_WE02-AHMS - Adelaide Health and Medical Sciences_Eighth Floor_8106 _ Entry 1 | WE-WE02-08-8106 | WE02-08-8106-Entry 1 | West End Health Precinct | WE | WE02 | AHMS - Adelaide Health and Medical Sciences | 08 | Eighth Floor | 8106 | 99939 | Unusable Spaces | 99939 | Unusable Spaces | 54.87 | Entry 1 | 8 | Non Useable Floor Area Space Group | 805 | Non-usable - Circulation space |  | Excellent | 0.00 | NO
West End Health Precinct_WE02-AHMS - Adelaide Health and Medical Sciences_Eighth Floor_8106A _ Corr. | WE-WE02-08-8106A | WE02-08-8106A-Corr. | West End Health Precinct | WE | WE02 | AHMS - Adelaide Health and Medical Sciences | 08 | Eighth Floor | 8106A | 99939 | Unusable Spaces | 99939 | Unusable Spaces | 34.72 | Corr. | 8 | Non Useable Floor Area Space Group | 805 | Non-usable - Circulation space |  | Excellent | 0.00 | NO
West End Health Precinct_WE02-AHMS - Adelaide Health and Medical Sciences_Eighth Floor_8106B _ Bins | WE-WE02-08-8106B | WE02-08-8106B-Bins | West End Health Precinct | WE | WE02 | AHMS - Adelaide Health and Medical Sciences | 08 | Eighth Floor | 8106B | 99939 | Unusable Spaces | 99939 | Unusable Spaces | 0.9 | Bins | 8 | Non Useable Floor Area Space Group | 841 | Non-usable - Waste management |  | Excellent | 0.00 | NO
West End Health Precinct_WE02-AHMS - Adelaide Health and Medical Sciences_Eighth Floor_8106C _ Bins | WE-WE02-08-8106C | WE02-08-8106C-Bins | West End Health Precinct | WE | WE02 | AHMS - Adelaide Health and Medical Sciences | 08 | Eighth Floor | 8106C | 99939 | Unusable Spaces | 99939 | Unusable Spaces | 1.16 | Bins | 8 | Non Useable Floor Area Space Group | 841 | Non-usable - Waste management |  | Excellent | 0.00 | NO
West End Health Precinct_WE02-AHMS - Adelaide Health and Medical Sciences_Eighth Floor_8107 _ Tissue Culture 2 [PC2-Cert] | WE-WE02-08-8107 | WE02-08-8107-Tissue Culture 2 [PC2-Cert] | West End Health Precinct | WE | WE02 | AHMS - Adelaide Health and Medical Sciences | 08 | Eighth Floor | 8107 | 384 | Medicine | 384 | Adelaide Medical School | 72.09 | Tissue Culture 2 [PC2-Cert] | 3 | Specialist Teaching or Research Space Group | 306 | Laboratory - Scientific/Medical/Engineering - WET - Postgraduate/Research | RATED - PC2 | Excellent | 23,901.44 | NO
West End Health Precinct_WE02-AHMS - Adelaide Health and Medical Sciences_Eighth Floor_8108 _ Microscopy [PC2-Cert] | WE-WE02-08-8108 | WE02-08-8108-Microscopy [PC2-Cert] | West End Health Precinct | WE | WE02 | AHMS - Adelaide Health and Medical Sciences | 08 | Eighth Floor | 8108 | 384 | Medicine | 384 | Adelaide Medical School | 6.04 | Microscopy [PC2-Cert] | 3 | Specialist Teaching or Research Space Group | 306 | Laboratory - Scientific/Medical/Engineering - WET - Postgraduate/Research | RATED - PC2 | Excellent | 2,002.56 | NO
West End Health Precinct_WE02-AHMS - Adelaide Health and Medical Sciences_Eighth Floor_8109 _ Cancer [PC2-Cert] | WE-WE02-08-8109 | WE02-08-8109-Cancer [PC2-Cert] | West End Health Precinct | WE | WE02 | AHMS - Adelaide Health and Medical Sciences | 08 | Eighth Floor | 8109 | 384 | Medicine | 384 | Adelaide Medical School | 108.19 | Cancer [PC2-Cert] | 3 | Specialist Teaching or Research Space Group | 306 | Laboratory - Scientific/Medical/Engineering - WET - Postgraduate/Research | RATED - PC2 | Excellent | 35,870.40 | NO
West End Health Precinct_WE02-AHMS - Adelaide Health and Medical Sciences_Eighth Floor_8110 _ Nutrition & Metabolism [PC2-Cert] | WE-WE02-08-8110 | WE02-08-8110-Nutrition & Metabolism [PC2-Cert] | West End Health Precinct | WE | WE02 | AHMS - Adelaide Health and Medical Sciences | 08 | Eighth Floor | 8110 | 384 | Medicine | 384 | Adelaide Medical School | 142.15 | Nutrition & Metabolism [PC2-Cert] | 3 | Specialist Teaching or Research Space Group | 306 | Laboratory - Scientific/Medical/Engineering - WET - Postgraduate/Research | RATED - PC2 | Excellent | 47,129.84 | NO
West End Health Precinct_WE02-AHMS - Adelaide Health and Medical Sciences_Eighth Floor_8111 _ Tissue Culture [PC2-Cert] | WE-WE02-08-8111 | WE02-08-8111-Tissue Culture [PC2-Cert] | West End Health Precinct | WE | WE02 | AHMS - Adelaide Health and Medical Sciences | 08 | Eighth Floor | 8111 | 99956 | Faculty of Health & Medical Sciences - Shared Space | 340 | Health & Medical Sciences Faculty Office | 52.1 | Tissue Culture [PC2-Cert] | 3 | Specialist Teaching or Research Space Group | 303 | Laboratory - Scientific PC2/PC3/PC4 | RATED - PC2 | Excellent | 17,273.76 | NO
West End Health Precinct_WE02-AHMS - Adelaide Health and Medical Sciences_Ninth Floor_9001 _ West Edgescape | WE-WE02-09-9001 | WE02-09-9001-West Edgescape | West End Health Precinct | WE | WE02 | AHMS - Adelaide Health and Medical Sciences | 09 | Ninth Floor | 9001 | 99939 | Unusable Spaces | 99939 | Unusable Spaces | 48.9 | West Edgescape | 6 | General Facility Space Group | 604 | General Facility - Common Room General Access |  | Excellent | 13,652.88 | NO
West End Health Precinct_WE02-AHMS - Adelaide Health and Medical Sciences_Ninth Floor_9002 _ Plantroom - West | WE-WE02-09-9002 | WE02-09-9002-Plantroom - West | West End Health Precinct | WE | WE02 | AHMS - Adelaide Health and Medical Sciences | 09 | Ninth Floor | 9002 | 99939 | Unusable Spaces | 99939 | Unusable Spaces | 51.91 | Plantroom - West | 8 | Non Useable Floor Area Space Group | 810 | Non-usable - Mechanical plant room |  | Excellent | 0.00 | NO
West End Health Precinct_WE02-AHMS - Adelaide Health and Medical Sciences_Ninth Floor_9003 _ A/L | WE-WE02-09-9003 | WE02-09-9003-A/L | West End Health Precinct | WE | WE02 | AHMS - Adelaide Health and Medical Sciences | 09 | Ninth Floor | 9003 | 99939 | Unusable Spaces | 99939 | Unusable Spaces | 12.9 | A/L | 8 | Non Useable Floor Area Space Group | 805 | Non-usable - Circulation space |  | Excellent | 0.00 | NO
West End Health Precinct_WE02-AHMS - Adelaide Health and Medical Sciences_Ninth Floor_9007 _ Lift Lobby - West | WE-WE02-09-9007 | WE02-09-9007-Lift Lobby - West | West End Health Precinct | WE | WE02 | AHMS - Adelaide Health and Medical Sciences | 09 | Ninth Floor | 9007 | 99939 | Unusable Spaces | 99939 | Unusable Spaces | 27.34 | Lift Lobby - West | 8 | Non Useable Floor Area Space Group | 805 | Non-usable - Circulation space |  | Excellent | 0.00 | NO
West End Health Precinct_WE02-AHMS - Adelaide Health and Medical Sciences_Ninth Floor_9008 _ VSR | WE-WE02-09-9008 | WE02-09-9008-VSR | West End Health Precinct | WE | WE02 | AHMS - Adelaide Health and Medical Sciences | 09 | Ninth Floor | 9008 | 99939 | Unusable Spaces | 99939 | Unusable Spaces | 4.88 | VSR | 8 | Non Useable Floor Area Space Group | 840 | Non-usable - Service riser |  | Excellent | 0.00 | NO
West End Health Precinct_WE02-AHMS - Adelaide Health and Medical Sciences_Ninth Floor_9012 _ Hyd | WE-WE02-09-9012 | WE02-09-9012-Hyd | West End Health Precinct | WE | WE02 | AHMS - Adelaide Health and Medical Sciences | 09 | Ninth Floor | 9012 | 99939 | Unusable Spaces | 99939 | Unusable Spaces | 3.51 | Hyd | 8 | Non Useable Floor Area Space Group | 840 | Non-usable - Service riser |  | Excellent | 0.00 | NO
West End Health Precinct_WE02-AHMS - Adelaide Health and Medical Sciences_Ninth Floor_9013 _ WC - F 1 | WE-WE02-09-9013 | WE02-09-9013-WC - F 1 | West End Health Precinct | WE | WE02 | AHMS - Adelaide Health and Medical Sciences | 09 | Ninth Floor | 9013 | 99939 | Unusable Spaces | 99939 | Unusable Spaces | 18.22 | WC - F 1 | 8 | Non Useable Floor Area Space Group | 820 | Non-usable - Toilets/Amenities - Female |  | Excellent | 0.00 | NO
West End Health Precinct_WE02-AHMS - Adelaide Health and Medical Sciences_Ninth Floor_9014 _ WC - Access - U | WE-WE02-09-9014 | WE02-09-9014-WC - Access - U | West End Health Precinct | WE | WE02 | AHMS - Adelaide Health and Medical Sciences | 09 | Ninth Floor | 9014 | 99939 | Unusable Spaces | 99939 | Unusable Spaces | 5.31 | WC - Access - U | 8 | Non Useable Floor Area Space Group | 818 | Non-usable - Toilets/Amenities - Unisex Accessible |  | Excellent | 0.00 | NO
West End Health Precinct_WE02-AHMS - Adelaide Health and Medical Sciences_Ninth Floor_9014A _ VSR | WE-WE02-09-9014A | WE02-09-9014A-VSR | West End Health Precinct | WE | WE02 | AHMS - Adelaide Health and Medical Sciences | 09 | Ninth Floor | 9014A | 99939 | Unusable Spaces | 99939 | Unusable Spaces | 0.58 | VSR | 8 | Non Useable Floor Area Space Group | 840 | Non-usable - Service riser |  | Excellent | 0.00 | NO
West End Health Precinct_WE02-AHMS - Adelaide Health and Medical Sciences_Ninth Floor_9015 _ A/L - F 1 | WE-WE02-09-9015 | WE02-09-9015-A/L - F 1 | West End Health Precinct | WE | WE02 | AHMS - Adelaide Health and Medical Sciences | 09 | Ninth Floor | 9015 | 99939 | Unusable Spaces | 99939 | Unusable Spaces | 2.19 | A/L - F 1 | 8 | Non Useable Floor Area Space Group | 820 | Non-usable - Toilets/Amenities - Female |  | Excellent | 0.00 | NO
West End Health Precinct_WE02-AHMS - Adelaide Health and Medical Sciences_Ninth Floor_9016 _ Circ. | WE-WE02-09-9016 | WE02-09-9016-Circ. | West End Health Precinct | WE | WE02 | AHMS - Adelaide Health and Medical Sciences | 09 | Ninth Floor | 9016 | 99939 | Unusable Spaces | 99939 | Unusable Spaces | 11.49 | Circ. | 8 | Non Useable Floor Area Space Group | 805 | Non-usable - Circulation space |  | Excellent | 0.00 | NO
West End Health Precinct_WE02-AHMS - Adelaide Health and Medical Sciences_Ninth Floor_9017 _ Elec | WE-WE02-09-9017 | WE02-09-9017-Elec | West End Health Precinct | WE | WE02 | AHMS - Adelaide Health and Medical Sciences | 09 | Ninth Floor | 9017 | 99939 | Unusable Spaces | 99939 | Unusable Spaces | 2.12 | Elec | 8 | Non Useable Floor Area Space Group | 840 | Non-usable - Service riser |  | Excellent | 0.00 | NO
West End Health Precinct_WE02-AHMS - Adelaide Health and Medical Sciences_Ninth Floor_9018 _ VSR | WE-WE02-09-9018 | WE02-09-9018-VSR | West End Health Precinct | WE | WE02 | AHMS - Adelaide Health and Medical Sciences | 09 | Ninth Floor | 9018 | 99939 | Unusable Spaces | 99939 | Unusable Spaces | 0.65 | VSR | 8 | Non Useable Floor Area Space Group | 840 | Non-usable - Service riser |  | Excellent | 0.00 | NO
West End Health Precinct_WE02-AHMS - Adelaide Health and Medical Sciences_Ninth Floor_9019 _ WC - M 1 | WE-WE02-09-9019 | WE02-09-9019-WC - M 1 | West End Health Precinct | WE | WE02 | AHMS - Adelaide Health and Medical Sciences | 09 | Ninth Floor | 9019 | 99939 | Unusable Spaces | 99939 | Unusable Spaces | 17.82 | WC - M 1 | 8 | Non Useable Floor Area Space Group | 821 | Non-usable - Toilets/Amenities - Male |  | Excellent | 0.00 | NO
West End Health Precinct_WE02-AHMS - Adelaide Health and Medical Sciences_Ninth Floor_9020 _ A/L - M 1 | WE-WE02-09-9020 | WE02-09-9020-A/L - M 1 | West End Health Precinct | WE | WE02 | AHMS - Adelaide Health and Medical Sciences | 09 | Ninth Floor | 9020 | 99939 | Unusable Spaces | 99939 | Unusable Spaces | 2.22 | A/L - M 1 | 8 | Non Useable Floor Area Space Group | 821 | Non-usable - Toilets/Amenities - Male |  | Excellent | 0.00 | NO
West End Health Precinct_WE02-AHMS - Adelaide Health and Medical Sciences_Ninth Floor_9021 _ Cleaner 1 | WE-WE02-09-9021 | WE02-09-9021-Cleaner 1 | West End Health Precinct | WE | WE02 | AHMS - Adelaide Health and Medical Sciences | 09 | Ninth Floor | 9021 | 99939 | Unusable Spaces | 99939 | Unusable Spaces | 1.76 | Cleaner 1 | 8 | Non Useable Floor Area Space Group | 806 | Non-usable - Cleaners room |  | Excellent | 0.00 | NO
West End Health Precinct_WE02-AHMS - Adelaide Health and Medical Sciences_Ninth Floor_9022 _ Comms | WE-WE02-09-9022 | WE02-09-9022-Comms | West End Health Precinct | WE | WE02 | AHMS - Adelaide Health and Medical Sciences | 09 | Ninth Floor | 9022 | 99939 | Unusable Spaces | 99939 | Unusable Spaces | 1.43 | Comms | 8 | Non Useable Floor Area Space Group | 812 | Non-usable - Comms/network system/Telephone/PABX |  | Excellent | 0.00 | NO
West End Health Precinct_WE02-AHMS - Adelaide Health and Medical Sciences_Ninth Floor_9024 _ VSR | WE-WE02-09-9024 | WE02-09-9024-VSR | West End Health Precinct | WE | WE02 | AHMS - Adelaide Health and Medical Sciences | 09 | Ninth Floor | 9024 | 99939 | Unusable Spaces | 99939 | Unusable Spaces | 1.37 | VSR | 8 | Non Useable Floor Area Space Group | 840 | Non-usable - Service riser |  | Excellent | 0.00 | NO
West End Health Precinct_WE02-AHMS - Adelaide Health and Medical Sciences_Ninth Floor_9025 _ Fire | WE-WE02-09-9025 | WE02-09-9025-Fire | West End Health Precinct | WE | WE02 | AHMS - Adelaide Health and Medical Sciences | 09 | Ninth Floor | 9025 | 99939 | Unusable Spaces | 99939 | Unusable Spaces | 0.47 | Fire | 8 | Non Useable Floor Area Space Group | 840 | Non-usable - Service riser |  | Excellent | 0.00 | NO
West End Health Precinct_WE02-AHMS - Adelaide Health and Medical Sciences_Ninth Floor_9026 _ FH | WE-WE02-09-9026 | WE02-09-9026-FH | West End Health Precinct | WE | WE02 | AHMS - Adelaide Health and Medical Sciences | 09 | Ninth Floor | 9026 | 99939 | Unusable Spaces | 99939 | Unusable Spaces | 0.48 | FH | 8 | Non Useable Floor Area Space Group | 840 | Non-usable - Service riser |  | Excellent | 0.00 | NO
West End Health Precinct_WE02-AHMS - Adelaide Health and Medical Sciences_Ninth Floor_9027 _ Stair - Pressurisation | WE-WE02-09-9027 | WE02-09-9027-Stair - Pressurisation | West End Health Precinct | WE | WE02 | AHMS - Adelaide Health and Medical Sciences | 09 | Ninth Floor | 9027 | 99939 | Unusable Spaces | 99939 | Unusable Spaces | 2.76 | Stair - Pressurisation | 8 | Non Useable Floor Area Space Group | 840 | Non-usable - Service riser |  | Excellent | 0.00 | NO
West End Health Precinct_WE02-AHMS - Adelaide Health and Medical Sciences_Ninth Floor_9028 _ Stair - West | WE-WE02-09-9028 | WE02-09-9028-Stair - West | West End Health Precinct | WE | WE02 | AHMS - Adelaide Health and Medical Sciences | 09 | Ninth Floor | 9028 | 99939 | Unusable Spaces | 99939 | Unusable Spaces | 35.97 | Stair - West | 8 | Non Useable Floor Area Space Group | 805 | Non-usable - Circulation space |  | Excellent | 0.00 | NO
West End Health Precinct_WE02-AHMS - Adelaide Health and Medical Sciences_Ninth Floor_9030 _ Plantroom - East | WE-WE02-09-9030 | WE02-09-9030-Plantroom - East | West End Health Precinct | WE | WE02 | AHMS - Adelaide Health and Medical Sciences | 09 | Ninth Floor | 9030 | 99939 | Unusable Spaces | 99939 | Unusable Spaces | 46.11 | Plantroom - East | 8 | Non Useable Floor Area Space Group | 810 | Non-usable - Mechanical plant room |  | Excellent | 0.00 | NO
West End Health Precinct_WE02-AHMS - Adelaide Health and Medical Sciences_Ninth Floor_9031 _ Gas | WE-WE02-09-9031 | WE02-09-9031-Gas | West End Health Precinct | WE | WE02 | AHMS - Adelaide Health and Medical Sciences | 09 | Ninth Floor | 9031 | 99939 | Unusable Spaces | 99939 | Unusable Spaces | 0.93 | Gas | 8 | Non Useable Floor Area Space Group | 840 | Non-usable - Service riser |  | Excellent | 0.00 | NO
West End Health Precinct_WE02-AHMS - Adelaide Health and Medical Sciences_Ninth Floor_9032 _ Comms | WE-WE02-09-9032 | WE02-09-9032-Comms | West End Health Precinct | WE | WE02 | AHMS - Adelaide Health and Medical Sciences | 09 | Ninth Floor | 9032 | 99939 | Unusable Spaces | 99939 | Unusable Spaces | 0.56 | Comms | 8 | Non Useable Floor Area Space Group | 812 | Non-usable - Comms/network system/Telephone/PABX |  | Excellent | 0.00 | NO
West End Health Precinct_WE02-AHMS - Adelaide Health and Medical Sciences_Ninth Floor_9033 _ Hyd | WE-WE02-09-9033 | WE02-09-9033-Hyd | West End Health Precinct | WE | WE02 | AHMS - Adelaide Health and Medical Sciences | 09 | Ninth Floor | 9033 | 99939 | Unusable Spaces | 99939 | Unusable Spaces | 0.39 | Hyd | 8 | Non Useable Floor Area Space Group | 840 | Non-usable - Service riser |  | Excellent | 0.00 | NO
West End Health Precinct_WE02-AHMS - Adelaide Health and Medical Sciences_Ninth Floor_9034 _ FH | WE-WE02-09-9034 | WE02-09-9034-FH | West End Health Precinct | WE | WE02 | AHMS - Adelaide Health and Medical Sciences | 09 | Ninth Floor | 9034 | 99939 | Unusable Spaces | 99939 | Unusable Spaces | 0.37 | FH | 8 | Non Useable Floor Area Space Group | 840 | Non-usable - Service riser |  | Excellent | 0.00 | NO
West End Health Precinct_WE02-AHMS - Adelaide Health and Medical Sciences_Ninth Floor_9035 _ VSR | WE-WE02-09-9035 | WE02-09-9035-VSR | West End Health Precinct | WE | WE02 | AHMS - Adelaide Health and Medical Sciences | 09 | Ninth Floor | 9035 | 99939 | Unusable Spaces | 99939 | Unusable Spaces | 2.85 | VSR | 8 | Non Useable Floor Area Space Group | 840 | Non-usable - Service riser |  | Excellent | 0.00 | NO
West End Health Precinct_WE02-AHMS - Adelaide Health and Medical Sciences_Ninth Floor_9036 _ Stair - East | WE-WE02-09-9036 | WE02-09-9036-Stair - East | West End Health Precinct | WE | WE02 | AHMS - Adelaide Health and Medical Sciences | 09 | Ninth Floor | 9036 | 99939 | Unusable Spaces | 99939 | Unusable Spaces | 49.41 | Stair - East | 8 | Non Useable Floor Area Space Group | 805 | Non-usable - Circulation space |  | Excellent | 0.00 | NO
West End Health Precinct_WE02-AHMS - Adelaide Health and Medical Sciences_Ninth Floor_9037 _ Stair - Pressurisation | WE-WE02-09-9037 | WE02-09-9037-Stair - Pressurisation | West End Health Precinct | WE | WE02 | AHMS - Adelaide Health and Medical Sciences | 09 | Ninth Floor | 9037 | 99939 | Unusable Spaces | 99939 | Unusable Spaces | 2.02 | Stair - Pressurisation | 8 | Non Useable Floor Area Space Group | 840 | Non-usable - Service riser |  | Excellent | 0.00 | NO
West End Health Precinct_WE02-AHMS - Adelaide Health and Medical Sciences_Ninth Floor_9037A _ VSR | WE-WE02-09-9037A | WE02-09-9037A-VSR | West End Health Precinct | WE | WE02 | AHMS - Adelaide Health and Medical Sciences | 09 | Ninth Floor | 9037A | 99939 | Unusable Spaces | 99939 | Unusable Spaces | 0.42 | VSR | 8 | Non Useable Floor Area Space Group | 840 | Non-usable - Service riser |  | Excellent | 0.00 | NO
West End Health Precinct_WE02-AHMS - Adelaide Health and Medical Sciences_Ninth Floor_9038 _ A/L - F 2 | WE-WE02-09-9038 | WE02-09-9038-A/L - F 2 | West End Health Precinct | WE | WE02 | AHMS - Adelaide Health and Medical Sciences | 09 | Ninth Floor | 9038 | 99939 | Unusable Spaces | 99939 | Unusable Spaces | 7.29 | A/L - F 2 | 8 | Non Useable Floor Area Space Group | 820 | Non-usable - Toilets/Amenities - Female |  | Excellent | 0.00 | NO
West End Health Precinct_WE02-AHMS - Adelaide Health and Medical Sciences_Ninth Floor_9039 _ WC - F 2 | WE-WE02-09-9039 | WE02-09-9039-WC - F 2 | West End Health Precinct | WE | WE02 | AHMS - Adelaide Health and Medical Sciences | 09 | Ninth Floor | 9039 | 99939 | Unusable Spaces | 99939 | Unusable Spaces | 11.27 | WC - F 2 | 8 | Non Useable Floor Area Space Group | 820 | Non-usable - Toilets/Amenities - Female |  | Excellent | 0.00 | NO
West End Health Precinct_WE02-AHMS - Adelaide Health and Medical Sciences_Ninth Floor_9041 _ WC - M 2 | WE-WE02-09-9041 | WE02-09-9041-WC - M 2 | West End Health Precinct | WE | WE02 | AHMS - Adelaide Health and Medical Sciences | 09 | Ninth Floor | 9041 | 99939 | Unusable Spaces | 99939 | Unusable Spaces | 11.23 | WC - M 2 | 8 | Non Useable Floor Area Space Group | 821 | Non-usable - Toilets/Amenities - Male |  | Excellent | 0.00 | NO
West End Health Precinct_WE02-AHMS - Adelaide Health and Medical Sciences_Ninth Floor_9041A _ VSR | WE-WE02-09-9041A | WE02-09-9041A-VSR | West End Health Precinct | WE | WE02 | AHMS - Adelaide Health and Medical Sciences | 09 | Ninth Floor | 9041A | 99939 | Unusable Spaces | 99939 | Unusable Spaces | 1.02 | VSR | 8 | Non Useable Floor Area Space Group | 840 | Non-usable - Service riser |  | Excellent | 0.00 | NO
West End Health Precinct_WE02-AHMS - Adelaide Health and Medical Sciences_Ninth Floor_9042 _ A/L - M 2 | WE-WE02-09-9042 | WE02-09-9042-A/L - M 2 | West End Health Precinct | WE | WE02 | AHMS - Adelaide Health and Medical Sciences | 09 | Ninth Floor | 9042 | 99939 | Unusable Spaces | 99939 | Unusable Spaces | 5.87 | A/L - M 2 | 8 | Non Useable Floor Area Space Group | 821 | Non-usable - Toilets/Amenities - Male |  | Excellent | 0.00 | NO
West End Health Precinct_WE02-AHMS - Adelaide Health and Medical Sciences_Ninth Floor_9042A _ VSR | WE-WE02-09-9042A | WE02-09-9042A-VSR | West End Health Precinct | WE | WE02 | AHMS - Adelaide Health and Medical Sciences | 09 | Ninth Floor | 9042A | 99939 | Unusable Spaces | 99939 | Unusable Spaces | 2.56 | VSR | 8 | Non Useable Floor Area Space Group | 840 | Non-usable - Service riser |  | Excellent | 0.00 | NO
West End Health Precinct_WE02-AHMS - Adelaide Health and Medical Sciences_Ninth Floor_9042B _ VSR | WE-WE02-09-9042B | WE02-09-9042B-VSR | West End Health Precinct | WE | WE02 | AHMS - Adelaide Health and Medical Sciences | 09 | Ninth Floor | 9042B | 99939 | Unusable Spaces | 99939 | Unusable Spaces | 0.48 | VSR | 8 | Non Useable Floor Area Space Group | 840 | Non-usable - Service riser |  | Excellent | 0.00 | NO
West End Health Precinct_WE02-AHMS - Adelaide Health and Medical Sciences_Ninth Floor_9043 _ Cleaner 2 | WE-WE02-09-9043 | WE02-09-9043-Cleaner 2 | West End Health Precinct | WE | WE02 | AHMS - Adelaide Health and Medical Sciences | 09 | Ninth Floor | 9043 | 99939 | Unusable Spaces | 99939 | Unusable Spaces | 1.36 | Cleaner 2 | 8 | Non Useable Floor Area Space Group | 806 | Non-usable - Cleaners room |  | Excellent | 0.00 | NO
West End Health Precinct_WE02-AHMS - Adelaide Health and Medical Sciences_Ninth Floor_9043A _ VSR | WE-WE02-09-9043A | WE02-09-9043A-VSR | West End Health Precinct | WE | WE02 | AHMS - Adelaide Health and Medical Sciences | 09 | Ninth Floor | 9043A | 99939 | Unusable Spaces | 99939 | Unusable Spaces | 0.2 | VSR | 8 | Non Useable Floor Area Space Group | 840 | Non-usable - Service riser |  | Excellent | 0.00 | NO
West End Health Precinct_WE02-AHMS - Adelaide Health and Medical Sciences_Ninth Floor_9044 _ Lift Lobby - East | WE-WE02-09-9044 | WE02-09-9044-Lift Lobby - East | West End Health Precinct | WE | WE02 | AHMS - Adelaide Health and Medical Sciences | 09 | Ninth Floor | 9044 | 99939 | Unusable Spaces | 99939 | Unusable Spaces | 22.7 | Lift Lobby - East | 8 | Non Useable Floor Area Space Group | 805 | Non-usable - Circulation space |  | Excellent | 0.00 | NO
West End Health Precinct_WE02-AHMS - Adelaide Health and Medical Sciences_Ninth Floor_9046 _ East Edgescape | WE-WE02-09-9046 | WE02-09-9046-East Edgescape | West End Health Precinct | WE | WE02 | AHMS - Adelaide Health and Medical Sciences | 09 | Ninth Floor | 9046 | 99939 | Unusable Spaces | 99939 | Unusable Spaces | 20.02 | East Edgescape | 6 | General Facility Space Group | 604 | General Facility - Common Room General Access |  | Excellent | 5,589.58 | NO
West End Health Precinct_WE02-AHMS - Adelaide Health and Medical Sciences_Ninth Floor_9050 _ Workstation - circulation | WE-WE02-09-9050 | WE02-09-9050-Workstation - circulation | West End Health Precinct | WE | WE02 | AHMS - Adelaide Health and Medical Sciences | 09 | Ninth Floor | 9050 | 377 | Public Health | 377 | School of Public Health | 14.27 | Workstation - circulation | 1 | Office Space Group | 111 | Open Plan - Specific type not defined |  | Excellent | 3,557.31 | NO
West End Health Precinct_WE02-AHMS - Adelaide Health and Medical Sciences_Ninth Floor_9050.01 _ Workstation | WE-WE02-09-9050.01 | WE02-09-9050.01-Workstation | West End Health Precinct | WE | WE02 | AHMS - Adelaide Health and Medical Sciences | 09 | Ninth Floor | 9050.01 | 377 | Public Health | 377 | School of Public Health | 6.62 | Workstation | 1 | Office Space Group | 111 | Open Plan - Specific type not defined |  | Excellent | 1,650.27 | NO
West End Health Precinct_WE02-AHMS - Adelaide Health and Medical Sciences_Ninth Floor_9050.02 _ Workstation | WE-WE02-09-9050.02 | WE02-09-9050.02-Workstation | West End Health Precinct | WE | WE02 | AHMS - Adelaide Health and Medical Sciences | 09 | Ninth Floor | 9050.02 | 377 | Public Health | 377 | School of Public Health | 5.11 | Workstation | 1 | Office Space Group | 111 | Open Plan - Specific type not defined |  | Excellent | 1,273.85 | NO
West End Health Precinct_WE02-AHMS - Adelaide Health and Medical Sciences_Ninth Floor_9050.03 _ Workstation | WE-WE02-09-9050.03 | WE02-09-9050.03-Workstation | West End Health Precinct | WE | WE02 | AHMS - Adelaide Health and Medical Sciences | 09 | Ninth Floor | 9050.03 | 377 | Public Health | 377 | School of Public Health | 5.35 | Workstation | 1 | Office Space Group | 111 | Open Plan - Specific type not defined |  | Excellent | 1,333.68 | NO
West End Health Precinct_WE02-AHMS - Adelaide Health and Medical Sciences_Ninth Floor_9050.04 _ Workstation | WE-WE02-09-9050.04 | WE02-09-9050.04-Workstation | West End Health Precinct | WE | WE02 | AHMS - Adelaide Health and Medical Sciences | 09 | Ninth Floor | 9050.04 | 377 | Public Health | 377 | School of Public Health | 2.9 | Workstation | 1 | Office Space Group | 111 | Open Plan - Specific type not defined |  | Excellent | 722.93 | NO
West End Health Precinct_WE02-AHMS - Adelaide Health and Medical Sciences_Ninth Floor_9050.05 _ Workstation | WE-WE02-09-9050.05 | WE02-09-9050.05-Workstation | West End Health Precinct | WE | WE02 | AHMS - Adelaide Health and Medical Sciences | 09 | Ninth Floor | 9050.05 | 377 | Public Health | 377 | School of Public Health | 3.69 | Workstation | 1 | Office Space Group | 111 | Open Plan - Specific type not defined |  | Excellent | 919.86 | NO
West End Health Precinct_WE02-AHMS - Adelaide Health and Medical Sciences_Ninth Floor_9050.06 _ Workstation | WE-WE02-09-9050.06 | WE02-09-9050.06-Workstation | West End Health Precinct | WE | WE02 | AHMS - Adelaide Health and Medical Sciences | 09 | Ninth Floor | 9050.06 | 377 | Public Health | 377 | School of Public Health | 3.69 | Workstation | 1 | Office Space Group | 111 | Open Plan - Specific type not defined |  | Excellent | 919.86 | NO
West End Health Precinct_WE02-AHMS - Adelaide Health and Medical Sciences_Ninth Floor_9050.07 _ Workstation | WE-WE02-09-9050.07 | WE02-09-9050.07-Workstation | West End Health Precinct | WE | WE02 | AHMS - Adelaide Health and Medical Sciences | 09 | Ninth Floor | 9050.07 | 377 | Public Health | 377 | School of Public Health | 2.9 | Workstation | 1 | Office Space Group | 111 | Open Plan - Specific type not defined |  | Excellent | 722.93 | NO
West End Health Precinct_WE02-AHMS - Adelaide Health and Medical Sciences_Ninth Floor_9050.08 _ Workstation | WE-WE02-09-9050.08 | WE02-09-9050.08-Workstation | West End Health Precinct | WE | WE02 | AHMS - Adelaide Health and Medical Sciences | 09 | Ninth Floor | 9050.08 | 377 | Public Health | 377 | School of Public Health | 3.69 | Workstation | 1 | Office Space Group | 111 | Open Plan - Specific type not defined |  | Excellent | 919.86 | NO
West End Health Precinct_WE02-AHMS - Adelaide Health and Medical Sciences_Ninth Floor_9050.09 _ Workstation | WE-WE02-09-9050.09 | WE02-09-9050.09-Workstation | West End Health Precinct | WE | WE02 | AHMS - Adelaide Health and Medical Sciences | 09 | Ninth Floor | 9050.09 | 377 | Public Health | 377 | School of Public Health | 3.69 | Workstation | 1 | Office Space Group | 111 | Open Plan - Specific type not defined |  | Excellent | 919.86 | NO
West End Health Precinct_WE02-AHMS - Adelaide Health and Medical Sciences_Ninth Floor_9050.10 _ Workstation | WE-WE02-09-9050.10 | WE02-09-9050.10-Workstation | West End Health Precinct | WE | WE02 | AHMS - Adelaide Health and Medical Sciences | 09 | Ninth Floor | 9050.10 | 377 | Public Health | 377 | School of Public Health | 2.9 | Workstation | 1 | Office Space Group | 111 | Open Plan - Specific type not defined |  | Excellent | 722.93 | NO
West End Health Precinct_WE02-AHMS - Adelaide Health and Medical Sciences_Ninth Floor_9050.11 _ Workstation | WE-WE02-09-9050.11 | WE02-09-9050.11-Workstation | West End Health Precinct | WE | WE02 | AHMS - Adelaide Health and Medical Sciences | 09 | Ninth Floor | 9050.11 | 377 | Public Health | 377 | School of Public Health | 3.69 | Workstation | 1 | Office Space Group | 111 | Open Plan - Specific type not defined |  | Excellent | 919.86 | NO
West End Health Precinct_WE02-AHMS - Adelaide Health and Medical Sciences_Ninth Floor_9050.12 _ Workstation | WE-WE02-09-9050.12 | WE02-09-9050.12-Workstation | West End Health Precinct | WE | WE02 | AHMS - Adelaide Health and Medical Sciences | 09 | Ninth Floor | 9050.12 | 377 | Public Health | 377 | School of Public Health | 3.69 | Workstation | 1 | Office Space Group | 111 | Open Plan - Specific type not defined |  | Excellent | 919.86 | NO
West End Health Precinct_WE02-AHMS - Adelaide Health and Medical Sciences_Ninth Floor_9050.13 _ Workstation | WE-WE02-09-9050.13 | WE02-09-9050.13-Workstation | West End Health Precinct | WE | WE02 | AHMS - Adelaide Health and Medical Sciences | 09 | Ninth Floor | 9050.13 | 377 | Public Health | 377 | School of Public Health | 2.9 | Workstation | 1 | Office Space Group | 111 | Open Plan - Specific type not defined |  | Excellent | 722.93 | NO
West End Health Precinct_WE02-AHMS - Adelaide Health and Medical Sciences_Ninth Floor_9050.14 _ Workstation | WE-WE02-09-9050.14 | WE02-09-9050.14-Workstation | West End Health Precinct | WE | WE02 | AHMS - Adelaide Health and Medical Sciences | 09 | Ninth Floor | 9050.14 | 377 | Public Health | 377 | School of Public Health | 3.69 | Workstation | 1 | Office Space Group | 111 | Open Plan - Specific type not defined |  | Excellent | 919.86 | NO
West End Health Precinct_WE02-AHMS - Adelaide Health and Medical Sciences_Ninth Floor_9050.15 _ Workstation | WE-WE02-09-9050.15 | WE02-09-9050.15-Workstation | West End Health Precinct | WE | WE02 | AHMS - Adelaide Health and Medical Sciences | 09 | Ninth Floor | 9050.15 | 377 | Public Health | 377 | School of Public Health | 3.69 | Workstation | 1 | Office Space Group | 111 | Open Plan - Specific type not defined |  | Excellent | 919.86 | NO
West End Health Precinct_WE02-AHMS - Adelaide Health and Medical Sciences_Ninth Floor_9050.16 _ Workstation | WE-WE02-09-9050.16 | WE02-09-9050.16-Workstation | West End Health Precinct | WE | WE02 | AHMS - Adelaide Health and Medical Sciences | 09 | Ninth Floor | 9050.16 | 377 | Public Health | 377 | School of Public Health | 3.8 | Workstation | 1 | Office Space Group | 111 | Open Plan - Specific type not defined |  | Excellent | 947.29 | NO
West End Health Precinct_WE02-AHMS - Adelaide Health and Medical Sciences_Ninth Floor_9050.17 _ Workstation | WE-WE02-09-9050.17 | WE02-09-9050.17-Workstation | West End Health Precinct | WE | WE02 | AHMS - Adelaide Health and Medical Sciences | 09 | Ninth Floor | 9050.17 | 377 | Public Health | 377 | School of Public Health | 2.83 | Workstation | 1 | Office Space Group | 111 | Open Plan - Specific type not defined |  | Excellent | 705.48 | NO
West End Health Precinct_WE02-AHMS - Adelaide Health and Medical Sciences_Ninth Floor_9051 _ Meeting | WE-WE02-09-9051 | WE02-09-9051-Meeting | West End Health Precinct | WE | WE02 | AHMS - Adelaide Health and Medical Sciences | 09 | Ninth Floor | 9051 | 377 | Public Health | 377 | School of Public Health | 5.07 | Meeting | 6 | General Facility Space Group | 601 | General Facility - Committee/Conference/Meeting room |  | Excellent | 1,415.54 | NO
West End Health Precinct_WE02-AHMS - Adelaide Health and Medical Sciences_Ninth Floor_9052A _ Meeting (16P) | WE-WE02-09-9052A | WE02-09-9052A-Meeting (16P) | West End Health Precinct | WE | WE02 | AHMS - Adelaide Health and Medical Sciences | 09 | Ninth Floor | 9052A | 377 | Public Health | 377 | School of Public Health | 35.89 | Meeting (16P) | 6 | General Facility Space Group | 601 | General Facility - Committee/Conference/Meeting room |  | Excellent | 10,020.49 | NO
West End Health Precinct_WE02-AHMS - Adelaide Health and Medical Sciences_Ninth Floor_9052B _ Meeting (16P) | WE-WE02-09-9052B | WE02-09-9052B-Meeting (16P) | West End Health Precinct | WE | WE02 | AHMS - Adelaide Health and Medical Sciences | 09 | Ninth Floor | 9052B | 377 | Public Health | 377 | School of Public Health | 34.43 | Meeting (16P) | 6 | General Facility Space Group | 601 | General Facility - Committee/Conference/Meeting room |  | Excellent | 9,612.86 | NO
West End Health Precinct_WE02-AHMS - Adelaide Health and Medical Sciences_Ninth Floor_9054 _ Corr. 2 | WE-WE02-09-9054 | WE02-09-9054-Corr. 2 | West End Health Precinct | WE | WE02 | AHMS - Adelaide Health and Medical Sciences | 09 | Ninth Floor | 9054 | 99939 | Unusable Spaces | 99939 | Unusable Spaces | 18.65 | Corr. 2 | 8 | Non Useable Floor Area Space Group | 805 | Non-usable - Circulation space |  | Excellent | 0.00 | NO
West End Health Precinct_WE02-AHMS - Adelaide Health and Medical Sciences_Ninth Floor_9055 _ Meeting 1 (3P) | WE-WE02-09-9055 | WE02-09-9055-Meeting 1 (3P) | West End Health Precinct | WE | WE02 | AHMS - Adelaide Health and Medical Sciences | 09 | Ninth Floor | 9055 | 377 | Public Health | 377 | School of Public Health | 5.06 | Meeting 1 (3P) | 6 | General Facility Space Group | 601 | General Facility - Committee/Conference/Meeting room |  | Excellent | 1,412.75 | NO
West End Health Precinct_WE02-AHMS - Adelaide Health and Medical Sciences_Ninth Floor_9056 _ Meeting 2 (3P) | WE-WE02-09-9056 | WE02-09-9056-Meeting 2 (3P) | West End Health Precinct | WE | WE02 | AHMS - Adelaide Health and Medical Sciences | 09 | Ninth Floor | 9056 | 377 | Public Health | 377 | School of Public Health | 5.19 | Meeting 2 (3P) | 6 | General Facility Space Group | 601 | General Facility - Committee/Conference/Meeting room |  | Excellent | 1,449.05 | NO
West End Health Precinct_WE02-AHMS - Adelaide Health and Medical Sciences_Ninth Floor_9057 _ Meeting 1 (6-8P) | WE-WE02-09-9057 | WE02-09-9057-Meeting 1 (6-8P) | West End Health Precinct | WE | WE02 | AHMS - Adelaide Health and Medical Sciences | 09 | Ninth Floor | 9057 | 377 | Public Health | 377 | School of Public Health | 10.55 | Meeting 1 (6-8P) | 6 | General Facility Space Group | 601 | General Facility - Committee/Conference/Meeting room |  | Excellent | 2,945.56 | NO
West End Health Precinct_WE02-AHMS - Adelaide Health and Medical Sciences_Ninth Floor_9058 _ Office 1 | WE-WE02-09-9058 | WE02-09-9058-Office 1 | West End Health Precinct | WE | WE02 | AHMS - Adelaide Health and Medical Sciences | 09 | Ninth Floor | 9058 | 377 | Public Health | 377 | School of Public Health | 10.63 | Office 1 | 1 | Office Space Group | 108 | Office - Professional/General Staff |  | Excellent | 2,649.91 | NO
West End Health Precinct_WE02-AHMS - Adelaide Health and Medical Sciences_Ninth Floor_9059 _ Office 2 | WE-WE02-09-9059 | WE02-09-9059-Office 2 | West End Health Precinct | WE | WE02 | AHMS - Adelaide Health and Medical Sciences | 09 | Ninth Floor | 9059 | 377 | Public Health | 377 | School of Public Health | 10.63 | Office 2 | 1 | Office Space Group | 108 | Office - Professional/General Staff |  | Excellent | 2,649.91 | NO
West End Health Precinct_WE02-AHMS - Adelaide Health and Medical Sciences_Ninth Floor_9060 _ Office 3 | WE-WE02-09-9060 | WE02-09-9060-Office 3 | West End Health Precinct | WE | WE02 | AHMS - Adelaide Health and Medical Sciences | 09 | Ninth Floor | 9060 | 377 | Public Health | 377 | School of Public Health | 10.37 | Office 3 | 1 | Office Space Group | 108 | Office - Professional/General Staff |  | Excellent | 2,585.09 | NO
West End Health Precinct_WE02-AHMS - Adelaide Health and Medical Sciences_Ninth Floor_9061 _ Office 4 | WE-WE02-09-9061 | WE02-09-9061-Office 4 | West End Health Precinct | WE | WE02 | AHMS - Adelaide Health and Medical Sciences | 09 | Ninth Floor | 9061 | 377 | Public Health | 377 | School of Public Health | 10.2 | Office 4 | 1 | Office Space Group | 108 | Office - Professional/General Staff |  | Excellent | 2,542.71 | NO
West End Health Precinct_WE02-AHMS - Adelaide Health and Medical Sciences_Ninth Floor_9062 _ Workstation - circulation | WE-WE02-09-9062 | WE02-09-9062-Workstation - circulation | West End Health Precinct | WE | WE02 | AHMS - Adelaide Health and Medical Sciences | 09 | Ninth Floor | 9062 | 377 | Public Health | 377 | School of Public Health | 62.51 | Workstation - circulation | 1 | Office Space Group | 111 | Open Plan - Specific type not defined |  | Excellent | 15,582.85 | NO
West End Health Precinct_WE02-AHMS - Adelaide Health and Medical Sciences_Ninth Floor_9062.01 _ Workstation | WE-WE02-09-9062.01 | WE02-09-9062.01-Workstation | West End Health Precinct | WE | WE02 | AHMS - Adelaide Health and Medical Sciences | 09 | Ninth Floor | 9062.01 | 377 | Public Health | 377 | School of Public Health | 3.63 | Workstation | 1 | Office Space Group | 111 | Open Plan - Specific type not defined |  | Excellent | 904.91 | NO
West End Health Precinct_WE02-AHMS - Adelaide Health and Medical Sciences_Ninth Floor_9062.02 _ Workstation | WE-WE02-09-9062.02 | WE02-09-9062.02-Workstation | West End Health Precinct | WE | WE02 | AHMS - Adelaide Health and Medical Sciences | 09 | Ninth Floor | 9062.02 | 377 | Public Health | 377 | School of Public Health | 4.67 | Workstation | 1 | Office Space Group | 111 | Open Plan - Specific type not defined |  | Excellent | 1,164.16 | NO
West End Health Precinct_WE02-AHMS - Adelaide Health and Medical Sciences_Ninth Floor_9062.03 _ Workstation | WE-WE02-09-9062.03 | WE02-09-9062.03-Workstation | West End Health Precinct | WE | WE02 | AHMS - Adelaide Health and Medical Sciences | 09 | Ninth Floor | 9062.03 | 377 | Public Health | 377 | School of Public Health | 4.84 | Workstation | 1 | Office Space Group | 111 | Open Plan - Specific type not defined |  | Excellent | 1,206.54 | NO
West End Health Precinct_WE02-AHMS - Adelaide Health and Medical Sciences_Ninth Floor_9062.04 _ Workstation | WE-WE02-09-9062.04 | WE02-09-9062.04-Workstation | West End Health Precinct | WE | WE02 | AHMS - Adelaide Health and Medical Sciences | 09 | Ninth Floor | 9062.04 | 377 | Public Health | 377 | School of Public Health | 4.84 | Workstation | 1 | Office Space Group | 111 | Open Plan - Specific type not defined |  | Excellent | 1,206.54 | NO
West End Health Precinct_WE02-AHMS - Adelaide Health and Medical Sciences_Ninth Floor_9062.05 _ Workstation | WE-WE02-09-9062.05 | WE02-09-9062.05-Workstation | West End Health Precinct | WE | WE02 | AHMS - Adelaide Health and Medical Sciences | 09 | Ninth Floor | 9062.05 | 377 | Public Health | 377 | School of Public Health | 4.84 | Workstation | 1 | Office Space Group | 111 | Open Plan - Specific type not defined |  | Excellent | 1,206.54 | NO
West End Health Precinct_WE02-AHMS - Adelaide Health and Medical Sciences_Ninth Floor_9062.06 _ Workstation | WE-WE02-09-9062.06 | WE02-09-9062.06-Workstation | West End Health Precinct | WE | WE02 | AHMS - Adelaide Health and Medical Sciences | 09 | Ninth Floor | 9062.06 | 377 | Public Health | 377 | School of Public Health | 2.75 | Workstation | 1 | Office Space Group | 111 | Open Plan - Specific type not defined |  | Excellent | 685.54 | NO
West End Health Precinct_WE02-AHMS - Adelaide Health and Medical Sciences_Ninth Floor_9062.07 _ Workstation | WE-WE02-09-9062.07 | WE02-09-9062.07-Workstation | West End Health Precinct | WE | WE02 | AHMS - Adelaide Health and Medical Sciences | 09 | Ninth Floor | 9062.07 | 377 | Public Health | 377 | School of Public Health | 3.66 | Workstation | 1 | Office Space Group | 111 | Open Plan - Specific type not defined |  | Excellent | 912.39 | NO
West End Health Precinct_WE02-AHMS - Adelaide Health and Medical Sciences_Ninth Floor_9062.08 _ Workstation | WE-WE02-09-9062.08 | WE02-09-9062.08-Workstation | West End Health Precinct | WE | WE02 | AHMS - Adelaide Health and Medical Sciences | 09 | Ninth Floor | 9062.08 | 377 | Public Health | 377 | School of Public Health | 3.66 | Workstation | 1 | Office Space Group | 111 | Open Plan - Specific type not defined |  | Excellent | 912.39 | NO
West End Health Precinct_WE02-AHMS - Adelaide Health and Medical Sciences_Ninth Floor_9062.09 _ Workstation | WE-WE02-09-9062.09 | WE02-09-9062.09-Workstation | West End Health Precinct | WE | WE02 | AHMS - Adelaide Health and Medical Sciences | 09 | Ninth Floor | 9062.09 | 377 | Public Health | 377 | School of Public Health | 3.66 | Workstation | 1 | Office Space Group | 111 | Open Plan - Specific type not defined |  | Excellent | 912.39 | NO
West End Health Precinct_WE02-AHMS - Adelaide Health and Medical Sciences_Ninth Floor_9062.10 _ Workstation | WE-WE02-09-9062.10 | WE02-09-9062.10-Workstation | West End Health Precinct | WE | WE02 | AHMS - Adelaide Health and Medical Sciences | 09 | Ninth Floor | 9062.10 | 377 | Public Health | 377 | School of Public Health | 3.66 | Workstation | 1 | Office Space Group | 111 | Open Plan - Specific type not defined |  | Excellent | 912.39 | NO
West End Health Precinct_WE02-AHMS - Adelaide Health and Medical Sciences_Ninth Floor_9062.11 _ Workstation | WE-WE02-09-9062.11 | WE02-09-9062.11-Workstation | West End Health Precinct | WE | WE02 | AHMS - Adelaide Health and Medical Sciences | 09 | Ninth Floor | 9062.11 | 377 | Public Health | 377 | School of Public Health | 2.75 | Workstation | 1 | Office Space Group | 111 | Open Plan - Specific type not defined |  | Excellent | 685.54 | NO
West End Health Precinct_WE02-AHMS - Adelaide Health and Medical Sciences_Ninth Floor_9062.12 _ Workstation | WE-WE02-09-9062.12 | WE02-09-9062.12-Workstation | West End Health Precinct | WE | WE02 | AHMS - Adelaide Health and Medical Sciences | 09 | Ninth Floor | 9062.12 | 377 | Public Health | 377 | School of Public Health | 3.66 | Workstation | 1 | Office Space Group | 111 | Open Plan - Specific type not defined |  | Excellent | 912.39 | NO
West End Health Precinct_WE02-AHMS - Adelaide Health and Medical Sciences_Ninth Floor_9062.13 _ Workstation | WE-WE02-09-9062.13 | WE02-09-9062.13-Workstation | West End Health Precinct | WE | WE02 | AHMS - Adelaide Health and Medical Sciences | 09 | Ninth Floor | 9062.13 | 377 | Public Health | 377 | School of Public Health | 3.66 | Workstation | 1 | Office Space Group | 111 | Open Plan - Specific type not defined |  | Excellent | 912.39 | NO
West End Health Precinct_WE02-AHMS - Adelaide Health and Medical Sciences_Ninth Floor_9062.14 _ Workstation | WE-WE02-09-9062.14 | WE02-09-9062.14-Workstation | West End Health Precinct | WE | WE02 | AHMS - Adelaide Health and Medical Sciences | 09 | Ninth Floor | 9062.14 | 377 | Public Health | 377 | School of Public Health | 3.66 | Workstation | 1 | Office Space Group | 111 | Open Plan - Specific type not defined |  | Excellent | 912.39 | NO
West End Health Precinct_WE02-AHMS - Adelaide Health and Medical Sciences_Ninth Floor_9062.15 _ Workstation | WE-WE02-09-9062.15 | WE02-09-9062.15-Workstation | West End Health Precinct | WE | WE02 | AHMS - Adelaide Health and Medical Sciences | 09 | Ninth Floor | 9062.15 | 377 | Public Health | 377 | School of Public Health | 3.66 | Workstation | 1 | Office Space Group | 111 | Open Plan - Specific type not defined |  | Excellent | 912.39 | NO
West End Health Precinct_WE02-AHMS - Adelaide Health and Medical Sciences_Ninth Floor_9062.16 _ Workstation | WE-WE02-09-9062.16 | WE02-09-9062.16-Workstation | West End Health Precinct | WE | WE02 | AHMS - Adelaide Health and Medical Sciences | 09 | Ninth Floor | 9062.16 | 377 | Public Health | 377 | School of Public Health | 2.75 | Workstation | 1 | Office Space Group | 111 | Open Plan - Specific type not defined |  | Excellent | 685.54 | NO
West End Health Precinct_WE02-AHMS - Adelaide Health and Medical Sciences_Ninth Floor_9062.17 _ Workstation | WE-WE02-09-9062.17 | WE02-09-9062.17-Workstation | West End Health Precinct | WE | WE02 | AHMS - Adelaide Health and Medical Sciences | 09 | Ninth Floor | 9062.17 | 377 | Public Health | 377 | School of Public Health | 3.66 | Workstation | 1 | Office Space Group | 111 | Open Plan - Specific type not defined |  | Excellent | 912.39 | NO
West End Health Precinct_WE02-AHMS - Adelaide Health and Medical Sciences_Ninth Floor_9062.18 _ Workstation | WE-WE02-09-9062.18 | WE02-09-9062.18-Workstation | West End Health Precinct | WE | WE02 | AHMS - Adelaide Health and Medical Sciences | 09 | Ninth Floor | 9062.18 | 377 | Public Health | 377 | School of Public Health | 3.66 | Workstation | 1 | Office Space Group | 111 | Open Plan - Specific type not defined |  | Excellent | 912.39 | NO
West End Health Precinct_WE02-AHMS - Adelaide Health and Medical Sciences_Ninth Floor_9062.19 _ Workstation | WE-WE02-09-9062.19 | WE02-09-9062.19-Workstation | West End Health Precinct | WE | WE02 | AHMS - Adelaide Health and Medical Sciences | 09 | Ninth Floor | 9062.19 | 377 | Public Health | 377 | School of Public Health | 3.66 | Workstation | 1 | Office Space Group | 111 | Open Plan - Specific type not defined |  | Excellent | 912.39 | NO
West End Health Precinct_WE02-AHMS - Adelaide Health and Medical Sciences_Ninth Floor_9062.20 _ Workstation | WE-WE02-09-9062.20 | WE02-09-9062.20-Workstation | West End Health Precinct | WE | WE02 | AHMS - Adelaide Health and Medical Sciences | 09 | Ninth Floor | 9062.20 | 377 | Public Health | 377 | School of Public Health | 3.66 | Workstation | 1 | Office Space Group | 111 | Open Plan - Specific type not defined |  | Excellent | 912.39 | NO
West End Health Precinct_WE02-AHMS - Adelaide Health and Medical Sciences_Ninth Floor_9062.21 _ Workstation | WE-WE02-09-9062.21 | WE02-09-9062.21-Workstation | West End Health Precinct | WE | WE02 | AHMS - Adelaide Health and Medical Sciences | 09 | Ninth Floor | 9062.21 | 377 | Public Health | 377 | School of Public Health | 2.78 | Workstation | 1 | Office Space Group | 111 | Open Plan - Specific type not defined |  | Excellent | 693.01 | NO
West End Health Precinct_WE02-AHMS - Adelaide Health and Medical Sciences_Ninth Floor_9062.22 _ Workstation | WE-WE02-09-9062.22 | WE02-09-9062.22-Workstation | West End Health Precinct | WE | WE02 | AHMS - Adelaide Health and Medical Sciences | 09 | Ninth Floor | 9062.22 | 377 | Public Health | 377 | School of Public Health | 3.71 | Workstation | 1 | Office Space Group | 111 | Open Plan - Specific type not defined |  | Excellent | 924.85 | NO
West End Health Precinct_WE02-AHMS - Adelaide Health and Medical Sciences_Ninth Floor_9062.23 _ Workstation | WE-WE02-09-9062.23 | WE02-09-9062.23-Workstation | West End Health Precinct | WE | WE02 | AHMS - Adelaide Health and Medical Sciences | 09 | Ninth Floor | 9062.23 | 377 | Public Health | 377 | School of Public Health | 3.71 | Workstation | 1 | Office Space Group | 111 | Open Plan - Specific type not defined |  | Excellent | 924.85 | NO
West End Health Precinct_WE02-AHMS - Adelaide Health and Medical Sciences_Ninth Floor_9062.24 _ Workstation | WE-WE02-09-9062.24 | WE02-09-9062.24-Workstation | West End Health Precinct | WE | WE02 | AHMS - Adelaide Health and Medical Sciences | 09 | Ninth Floor | 9062.24 | 377 | Public Health | 377 | School of Public Health | 4.64 | Workstation | 1 | Office Space Group | 111 | Open Plan - Specific type not defined |  | Excellent | 1,156.69 | NO
West End Health Precinct_WE02-AHMS - Adelaide Health and Medical Sciences_Ninth Floor_9062.25 _ Workstation | WE-WE02-09-9062.25 | WE02-09-9062.25-Workstation | West End Health Precinct | WE | WE02 | AHMS - Adelaide Health and Medical Sciences | 09 | Ninth Floor | 9062.25 | 377 | Public Health | 377 | School of Public Health | 4.19 | Workstation | 1 | Office Space Group | 111 | Open Plan - Specific type not defined |  | Excellent | 1,044.51 | NO
West End Health Precinct_WE02-AHMS - Adelaide Health and Medical Sciences_Ninth Floor_9062.26 _ Workstation | WE-WE02-09-9062.26 | WE02-09-9062.26-Workstation | West End Health Precinct | WE | WE02 | AHMS - Adelaide Health and Medical Sciences | 09 | Ninth Floor | 9062.26 | 377 | Public Health | 377 | School of Public Health | 4.19 | Workstation | 1 | Office Space Group | 111 | Open Plan - Specific type not defined |  | Excellent | 1,044.51 | NO
West End Health Precinct_WE02-AHMS - Adelaide Health and Medical Sciences_Ninth Floor_9062.27 _ Workstation | WE-WE02-09-9062.27 | WE02-09-9062.27-Workstation | West End Health Precinct | WE | WE02 | AHMS - Adelaide Health and Medical Sciences | 09 | Ninth Floor | 9062.27 | 377 | Public Health | 377 | School of Public Health | 5.58 | Workstation | 1 | Office Space Group | 111 | Open Plan - Specific type not defined |  | Excellent | 1,391.01 | NO
West End Health Precinct_WE02-AHMS - Adelaide Health and Medical Sciences_Ninth Floor_9062.28 _ Workstation | WE-WE02-09-9062.28 | WE02-09-9062.28-Workstation | West End Health Precinct | WE | WE02 | AHMS - Adelaide Health and Medical Sciences | 09 | Ninth Floor | 9062.28 | 377 | Public Health | 377 | School of Public Health | 5.58 | Workstation | 1 | Office Space Group | 111 | Open Plan - Specific type not defined |  | Excellent | 1,391.01 | NO
West End Health Precinct_WE02-AHMS - Adelaide Health and Medical Sciences_Ninth Floor_9062.29 _ Workstation | WE-WE02-09-9062.29 | WE02-09-9062.29-Workstation | West End Health Precinct | WE | WE02 | AHMS - Adelaide Health and Medical Sciences | 09 | Ninth Floor | 9062.29 | 377 | Public Health | 377 | School of Public Health | 5.58 | Workstation | 1 | Office Space Group | 111 | Open Plan - Specific type not defined |  | Excellent | 1,391.01 | NO
West End Health Precinct_WE02-AHMS - Adelaide Health and Medical Sciences_Ninth Floor_9062.30 _ Workstation | WE-WE02-09-9062.30 | WE02-09-9062.30-Workstation | West End Health Precinct | WE | WE02 | AHMS - Adelaide Health and Medical Sciences | 09 | Ninth Floor | 9062.30 | 377 | Public Health | 377 | School of Public Health | 2.74 | Workstation | 1 | Office Space Group | 111 | Open Plan - Specific type not defined |  | Excellent | 683.04 | NO
West End Health Precinct_WE02-AHMS - Adelaide Health and Medical Sciences_Ninth Floor_9062.31 _ Workstation | WE-WE02-09-9062.31 | WE02-09-9062.31-Workstation | West End Health Precinct | WE | WE02 | AHMS - Adelaide Health and Medical Sciences | 09 | Ninth Floor | 9062.31 | 377 | Public Health | 377 | School of Public Health | 2.75 | Workstation | 1 | Office Space Group | 111 | Open Plan - Specific type not defined |  | Excellent | 685.54 | NO
West End Health Precinct_WE02-AHMS - Adelaide Health and Medical Sciences_Ninth Floor_9062.32 _ Workstation | WE-WE02-09-9062.32 | WE02-09-9062.32-Workstation | West End Health Precinct | WE | WE02 | AHMS - Adelaide Health and Medical Sciences | 09 | Ninth Floor | 9062.32 | 377 | Public Health | 377 | School of Public Health | 3.66 | Workstation | 1 | Office Space Group | 111 | Open Plan - Specific type not defined |  | Excellent | 912.39 | NO
West End Health Precinct_WE02-AHMS - Adelaide Health and Medical Sciences_Ninth Floor_9062.33 _ Workstation | WE-WE02-09-9062.33 | WE02-09-9062.33-Workstation | West End Health Precinct | WE | WE02 | AHMS - Adelaide Health and Medical Sciences | 09 | Ninth Floor | 9062.33 | 377 | Public Health | 377 | School of Public Health | 3.66 | Workstation | 1 | Office Space Group | 111 | Open Plan - Specific type not defined |  | Excellent | 912.39 | NO
West End Health Precinct_WE02-AHMS - Adelaide Health and Medical Sciences_Ninth Floor_9062.34 _ Workstation | WE-WE02-09-9062.34 | WE02-09-9062.34-Workstation | West End Health Precinct | WE | WE02 | AHMS - Adelaide Health and Medical Sciences | 09 | Ninth Floor | 9062.34 | 377 | Public Health | 377 | School of Public Health | 3.66 | Workstation | 1 | Office Space Group | 111 | Open Plan - Specific type not defined |  | Excellent | 912.39 | NO
West End Health Precinct_WE02-AHMS - Adelaide Health and Medical Sciences_Ninth Floor_9062.35 _ Workstation | WE-WE02-09-9062.35 | WE02-09-9062.35-Workstation | West End Health Precinct | WE | WE02 | AHMS - Adelaide Health and Medical Sciences | 09 | Ninth Floor | 9062.35 | 377 | Public Health | 377 | School of Public Health | 2.74 | Workstation | 1 | Office Space Group | 111 | Open Plan - Specific type not defined |  | Excellent | 683.04 | NO
West End Health Precinct_WE02-AHMS - Adelaide Health and Medical Sciences_Ninth Floor_9062.36 _ Workstation | WE-WE02-09-9062.36 | WE02-09-9062.36-Workstation | West End Health Precinct | WE | WE02 | AHMS - Adelaide Health and Medical Sciences | 09 | Ninth Floor | 9062.36 | 377 | Public Health | 377 | School of Public Health | 2.75 | Workstation | 1 | Office Space Group | 111 | Open Plan - Specific type not defined |  | Excellent | 685.54 | NO
West End Health Precinct_WE02-AHMS - Adelaide Health and Medical Sciences_Ninth Floor_9062.37 _ Workstation | WE-WE02-09-9062.37 | WE02-09-9062.37-Workstation | West End Health Precinct | WE | WE02 | AHMS - Adelaide Health and Medical Sciences | 09 | Ninth Floor | 9062.37 | 377 | Public Health | 377 | School of Public Health | 3.66 | Workstation | 1 | Office Space Group | 111 | Open Plan - Specific type not defined |  | Excellent | 912.39 | NO
West End Health Precinct_WE02-AHMS - Adelaide Health and Medical Sciences_Ninth Floor_9062.38 _ Workstation | WE-WE02-09-9062.38 | WE02-09-9062.38-Workstation | West End Health Precinct | WE | WE02 | AHMS - Adelaide Health and Medical Sciences | 09 | Ninth Floor | 9062.38 | 377 | Public Health | 377 | School of Public Health | 3.66 | Workstation | 1 | Office Space Group | 111 | Open Plan - Specific type not defined |  | Excellent | 912.39 | NO
West End Health Precinct_WE02-AHMS - Adelaide Health and Medical Sciences_Ninth Floor_9062.39 _ Workstation | WE-WE02-09-9062.39 | WE02-09-9062.39-Workstation | West End Health Precinct | WE | WE02 | AHMS - Adelaide Health and Medical Sciences | 09 | Ninth Floor | 9062.39 | 377 | Public Health | 377 | School of Public Health | 3.66 | Workstation | 1 | Office Space Group | 111 | Open Plan - Specific type not defined |  | Excellent | 912.39 | NO
West End Health Precinct_WE02-AHMS - Adelaide Health and Medical Sciences_Ninth Floor_9062.40 _ Workstation | WE-WE02-09-9062.40 | WE02-09-9062.40-Workstation | West End Health Precinct | WE | WE02 | AHMS - Adelaide Health and Medical Sciences | 09 | Ninth Floor | 9062.40 | 377 | Public Health | 377 | School of Public Health | 2.74 | Workstation | 1 | Office Space Group | 111 | Open Plan - Specific type not defined |  | Excellent | 683.04 | NO
West End Health Precinct_WE02-AHMS - Adelaide Health and Medical Sciences_Ninth Floor_9062.41 _ Workstation | WE-WE02-09-9062.41 | WE02-09-9062.41-Workstation | West End Health Precinct | WE | WE02 | AHMS - Adelaide Health and Medical Sciences | 09 | Ninth Floor | 9062.41 | 377 | Public Health | 377 | School of Public Health | 2.75 | Workstation | 1 | Office Space Group | 111 | Open Plan - Specific type not defined |  | Excellent | 685.54 | NO
West End Health Precinct_WE02-AHMS - Adelaide Health and Medical Sciences_Ninth Floor_9062.42 _ Workstation | WE-WE02-09-9062.42 | WE02-09-9062.42-Workstation | West End Health Precinct | WE | WE02 | AHMS - Adelaide Health and Medical Sciences | 09 | Ninth Floor | 9062.42 | 377 | Public Health | 377 | School of Public Health | 3.66 | Workstation | 1 | Office Space Group | 111 | Open Plan - Specific type not defined |  | Excellent | 912.39 | NO
West End Health Precinct_WE02-AHMS - Adelaide Health and Medical Sciences_Ninth Floor_9062.43 _ Workstation | WE-WE02-09-9062.43 | WE02-09-9062.43-Workstation | West End Health Precinct | WE | WE02 | AHMS - Adelaide Health and Medical Sciences | 09 | Ninth Floor | 9062.43 | 377 | Public Health | 377 | School of Public Health | 3.66 | Workstation | 1 | Office Space Group | 111 | Open Plan - Specific type not defined |  | Excellent | 912.39 | NO
West End Health Precinct_WE02-AHMS - Adelaide Health and Medical Sciences_Ninth Floor_9062.44 _ Workstation | WE-WE02-09-9062.44 | WE02-09-9062.44-Workstation | West End Health Precinct | WE | WE02 | AHMS - Adelaide Health and Medical Sciences | 09 | Ninth Floor | 9062.44 | 377 | Public Health | 377 | School of Public Health | 3.66 | Workstation | 1 | Office Space Group | 111 | Open Plan - Specific type not defined |  | Excellent | 912.39 | NO
West End Health Precinct_WE02-AHMS - Adelaide Health and Medical Sciences_Ninth Floor_9062.45 _ Workstation | WE-WE02-09-9062.45 | WE02-09-9062.45-Workstation | West End Health Precinct | WE | WE02 | AHMS - Adelaide Health and Medical Sciences | 09 | Ninth Floor | 9062.45 | 377 | Public Health | 377 | School of Public Health | 3.69 | Workstation | 1 | Office Space Group | 111 | Open Plan - Specific type not defined |  | Excellent | 919.86 | NO
West End Health Precinct_WE02-AHMS - Adelaide Health and Medical Sciences_Ninth Floor_9062.46 _ Workstation | WE-WE02-09-9062.46 | WE02-09-9062.46-Workstation | West End Health Precinct | WE | WE02 | AHMS - Adelaide Health and Medical Sciences | 09 | Ninth Floor | 9062.46 | 377 | Public Health | 377 | School of Public Health | 3.69 | Workstation | 1 | Office Space Group | 111 | Open Plan - Specific type not defined |  | Excellent | 919.86 | NO
West End Health Precinct_WE02-AHMS - Adelaide Health and Medical Sciences_Ninth Floor_9062.47 _ Workstation | WE-WE02-09-9062.47 | WE02-09-9062.47-Workstation | West End Health Precinct | WE | WE02 | AHMS - Adelaide Health and Medical Sciences | 09 | Ninth Floor | 9062.47 | 377 | Public Health | 377 | School of Public Health | 3.69 | Workstation | 1 | Office Space Group | 111 | Open Plan - Specific type not defined |  | Excellent | 919.86 | NO
West End Health Precinct_WE02-AHMS - Adelaide Health and Medical Sciences_Ninth Floor_9062.48 _ Workstation | WE-WE02-09-9062.48 | WE02-09-9062.48-Workstation | West End Health Precinct | WE | WE02 | AHMS - Adelaide Health and Medical Sciences | 09 | Ninth Floor | 9062.48 | 377 | Public Health | 377 | School of Public Health | 3.69 | Workstation | 1 | Office Space Group | 111 | Open Plan - Specific type not defined |  | Excellent | 919.86 | NO
West End Health Precinct_WE02-AHMS - Adelaide Health and Medical Sciences_Ninth Floor_9063 _ Corr. 3 | WE-WE02-09-9063 | WE02-09-9063-Corr. 3 | West End Health Precinct | WE | WE02 | AHMS - Adelaide Health and Medical Sciences | 09 | Ninth Floor | 9063 | 99939 | Unusable Spaces | 99939 | Unusable Spaces | 19.14 | Corr. 3 | 8 | Non Useable Floor Area Space Group | 805 | Non-usable - Circulation space |  | Excellent | 0.00 | NO
West End Health Precinct_WE02-AHMS - Adelaide Health and Medical Sciences_Ninth Floor_9064 _ Meeting 3 (3P) | WE-WE02-09-9064 | WE02-09-9064-Meeting 3 (3P) | West End Health Precinct | WE | WE02 | AHMS - Adelaide Health and Medical Sciences | 09 | Ninth Floor | 9064 | 377 | Public Health | 377 | School of Public Health | 5.06 | Meeting 3 (3P) | 6 | General Facility Space Group | 601 | General Facility - Committee/Conference/Meeting room |  | Excellent | 1,412.75 | NO
West End Health Precinct_WE02-AHMS - Adelaide Health and Medical Sciences_Ninth Floor_9065 _ Meeting 4 (3P) | WE-WE02-09-9065 | WE02-09-9065-Meeting 4 (3P) | West End Health Precinct | WE | WE02 | AHMS - Adelaide Health and Medical Sciences | 09 | Ninth Floor | 9065 | 377 | Public Health | 377 | School of Public Health | 5.19 | Meeting 4 (3P) | 6 | General Facility Space Group | 601 | General Facility - Committee/Conference/Meeting room |  | Excellent | 1,449.05 | NO
West End Health Precinct_WE02-AHMS - Adelaide Health and Medical Sciences_Ninth Floor_9066 _ Meeting 2 (6-8P) | WE-WE02-09-9066 | WE02-09-9066-Meeting 2 (6-8P) | West End Health Precinct | WE | WE02 | AHMS - Adelaide Health and Medical Sciences | 09 | Ninth Floor | 9066 | 377 | Public Health | 377 | School of Public Health | 10.55 | Meeting 2 (6-8P) | 6 | General Facility Space Group | 601 | General Facility - Committee/Conference/Meeting room |  | Excellent | 2,945.56 | NO
West End Health Precinct_WE02-AHMS - Adelaide Health and Medical Sciences_Ninth Floor_9067 _ Office 5 | WE-WE02-09-9067 | WE02-09-9067-Office 5 | West End Health Precinct | WE | WE02 | AHMS - Adelaide Health and Medical Sciences | 09 | Ninth Floor | 9067 | 377 | Public Health | 377 | School of Public Health | 10.63 | Office 5 | 1 | Office Space Group | 108 | Office - Professional/General Staff |  | Excellent | 2,649.91 | NO
West End Health Precinct_WE02-AHMS - Adelaide Health and Medical Sciences_Ninth Floor_9068 _ Office 6 | WE-WE02-09-9068 | WE02-09-9068-Office 6 | West End Health Precinct | WE | WE02 | AHMS - Adelaide Health and Medical Sciences | 09 | Ninth Floor | 9068 | 377 | Public Health | 377 | School of Public Health | 10.63 | Office 6 | 1 | Office Space Group | 108 | Office - Professional/General Staff |  | Excellent | 2,649.91 | NO
West End Health Precinct_WE02-AHMS - Adelaide Health and Medical Sciences_Ninth Floor_9069 _ Office 7 | WE-WE02-09-9069 | WE02-09-9069-Office 7 | West End Health Precinct | WE | WE02 | AHMS - Adelaide Health and Medical Sciences | 09 | Ninth Floor | 9069 | 350 | Dental School Administration | 350 | Adelaide Dental School | 10.41 | Office 7 | 1 | Office Space Group | 108 | Office - Professional/General Staff |  | Excellent | 2,595.06 | NO
West End Health Precinct_WE02-AHMS - Adelaide Health and Medical Sciences_Ninth Floor_9070 _ Office 8 | WE-WE02-09-9070 | WE02-09-9070-Office 8 | West End Health Precinct | WE | WE02 | AHMS - Adelaide Health and Medical Sciences | 09 | Ninth Floor | 9070 | 350 | Dental School Administration | 350 | Adelaide Dental School | 10.24 | Office 8 | 1 | Office Space Group | 108 | Office - Professional/General Staff |  | Excellent | 2,552.69 | NO
West End Health Precinct_WE02-AHMS - Adelaide Health and Medical Sciences_Ninth Floor_9071 _ Workstation - circulation | WE-WE02-09-9071 | WE02-09-9071-Workstation - circulation | West End Health Precinct | WE | WE02 | AHMS - Adelaide Health and Medical Sciences | 09 | Ninth Floor | 9071 | 377 | Public Health | 377 | School of Public Health | 49.25 | Workstation - circulation | 1 | Office Space Group | 111 | Open Plan - Specific type not defined |  | Excellent | 12,277.32 | NO
West End Health Precinct_WE02-AHMS - Adelaide Health and Medical Sciences_Ninth Floor_9071.01 _ Workstation | WE-WE02-09-9071.01 | WE02-09-9071.01-Workstation | West End Health Precinct | WE | WE02 | AHMS - Adelaide Health and Medical Sciences | 09 | Ninth Floor | 9071.01 | 377 | Public Health | 377 | School of Public Health | 2.7 | Workstation | 1 | Office Space Group | 111 | Open Plan - Specific type not defined |  | Excellent | 673.07 | NO
West End Health Precinct_WE02-AHMS - Adelaide Health and Medical Sciences_Ninth Floor_9071.02 _ Workstation | WE-WE02-09-9071.02 | WE02-09-9071.02-Workstation | West End Health Precinct | WE | WE02 | AHMS - Adelaide Health and Medical Sciences | 09 | Ninth Floor | 9071.02 | 377 | Public Health | 377 | School of Public Health | 2.7 | Workstation | 1 | Office Space Group | 111 | Open Plan - Specific type not defined |  | Excellent | 673.07 | NO
West End Health Precinct_WE02-AHMS - Adelaide Health and Medical Sciences_Ninth Floor_9071.03 _ Workstation | WE-WE02-09-9071.03 | WE02-09-9071.03-Workstation | West End Health Precinct | WE | WE02 | AHMS - Adelaide Health and Medical Sciences | 09 | Ninth Floor | 9071.03 | 377 | Public Health | 377 | School of Public Health | 3.6 | Workstation | 1 | Office Space Group | 111 | Open Plan - Specific type not defined |  | Excellent | 897.43 | NO
West End Health Precinct_WE02-AHMS - Adelaide Health and Medical Sciences_Ninth Floor_9071.04 _ Workstation | WE-WE02-09-9071.04 | WE02-09-9071.04-Workstation | West End Health Precinct | WE | WE02 | AHMS - Adelaide Health and Medical Sciences | 09 | Ninth Floor | 9071.04 | 377 | Public Health | 377 | School of Public Health | 3.6 | Workstation | 1 | Office Space Group | 111 | Open Plan - Specific type not defined |  | Excellent | 897.43 | NO
West End Health Precinct_WE02-AHMS - Adelaide Health and Medical Sciences_Ninth Floor_9071.05 _ Workstation | WE-WE02-09-9071.05 | WE02-09-9071.05-Workstation | West End Health Precinct | WE | WE02 | AHMS - Adelaide Health and Medical Sciences | 09 | Ninth Floor | 9071.05 | 377 | Public Health | 377 | School of Public Health | 2.7 | Workstation | 1 | Office Space Group | 111 | Open Plan - Specific type not defined |  | Excellent | 673.07 | NO
West End Health Precinct_WE02-AHMS - Adelaide Health and Medical Sciences_Ninth Floor_9071.06 _ Workstation | WE-WE02-09-9071.06 | WE02-09-9071.06-Workstation | West End Health Precinct | WE | WE02 | AHMS - Adelaide Health and Medical Sciences | 09 | Ninth Floor | 9071.06 | 377 | Public Health | 377 | School of Public Health | 2.7 | Workstation | 1 | Office Space Group | 111 | Open Plan - Specific type not defined |  | Excellent | 673.07 | NO
West End Health Precinct_WE02-AHMS - Adelaide Health and Medical Sciences_Ninth Floor_9071.07 _ Workstation | WE-WE02-09-9071.07 | WE02-09-9071.07-Workstation | West End Health Precinct | WE | WE02 | AHMS - Adelaide Health and Medical Sciences | 09 | Ninth Floor | 9071.07 | 377 | Public Health | 377 | School of Public Health | 3.6 | Workstation | 1 | Office Space Group | 111 | Open Plan - Specific type not defined |  | Excellent | 897.43 | NO
West End Health Precinct_WE02-AHMS - Adelaide Health and Medical Sciences_Ninth Floor_9071.08 _ Workstation | WE-WE02-09-9071.08 | WE02-09-9071.08-Workstation | West End Health Precinct | WE | WE02 | AHMS - Adelaide Health and Medical Sciences | 09 | Ninth Floor | 9071.08 | 377 | Public Health | 377 | School of Public Health | 3.6 | Workstation | 1 | Office Space Group | 111 | Open Plan - Specific type not defined |  | Excellent | 897.43 | NO
West End Health Precinct_WE02-AHMS - Adelaide Health and Medical Sciences_Ninth Floor_9071.09 _ Workstation | WE-WE02-09-9071.09 | WE02-09-9071.09-Workstation | West End Health Precinct | WE | WE02 | AHMS - Adelaide Health and Medical Sciences | 09 | Ninth Floor | 9071.09 | 377 | Public Health | 377 | School of Public Health | 2.7 | Workstation | 1 | Office Space Group | 111 | Open Plan - Specific type not defined |  | Excellent | 673.07 | NO
West End Health Precinct_WE02-AHMS - Adelaide Health and Medical Sciences_Ninth Floor_9071.10 _ Workstation | WE-WE02-09-9071.10 | WE02-09-9071.10-Workstation | West End Health Precinct | WE | WE02 | AHMS - Adelaide Health and Medical Sciences | 09 | Ninth Floor | 9071.10 | 377 | Public Health | 377 | School of Public Health | 2.7 | Workstation | 1 | Office Space Group | 111 | Open Plan - Specific type not defined |  | Excellent | 673.07 | NO
West End Health Precinct_WE02-AHMS - Adelaide Health and Medical Sciences_Ninth Floor_9071.11 _ Workstation | WE-WE02-09-9071.11 | WE02-09-9071.11-Workstation | West End Health Precinct | WE | WE02 | AHMS - Adelaide Health and Medical Sciences | 09 | Ninth Floor | 9071.11 | 377 | Public Health | 377 | School of Public Health | 3.6 | Workstation | 1 | Office Space Group | 111 | Open Plan - Specific type not defined |  | Excellent | 897.43 | NO
West End Health Precinct_WE02-AHMS - Adelaide Health and Medical Sciences_Ninth Floor_9071.12 _ Workstation | WE-WE02-09-9071.12 | WE02-09-9071.12-Workstation | West End Health Precinct | WE | WE02 | AHMS - Adelaide Health and Medical Sciences | 09 | Ninth Floor | 9071.12 | 377 | Public Health | 377 | School of Public Health | 3.6 | Workstation | 1 | Office Space Group | 111 | Open Plan - Specific type not defined |  | Excellent | 897.43 | NO
West End Health Precinct_WE02-AHMS - Adelaide Health and Medical Sciences_Ninth Floor_9071.13 _ Workstation | WE-WE02-09-9071.13 | WE02-09-9071.13-Workstation | West End Health Precinct | WE | WE02 | AHMS - Adelaide Health and Medical Sciences | 09 | Ninth Floor | 9071.13 | 377 | Public Health | 377 | School of Public Health | 2.7 | Workstation | 1 | Office Space Group | 111 | Open Plan - Specific type not defined |  | Excellent | 673.07 | NO
West End Health Precinct_WE02-AHMS - Adelaide Health and Medical Sciences_Ninth Floor_9071.14 _ Workstation | WE-WE02-09-9071.14 | WE02-09-9071.14-Workstation | West End Health Precinct | WE | WE02 | AHMS - Adelaide Health and Medical Sciences | 09 | Ninth Floor | 9071.14 | 377 | Public Health | 377 | School of Public Health | 2.7 | Workstation | 1 | Office Space Group | 111 | Open Plan - Specific type not defined |  | Excellent | 673.07 | NO
West End Health Precinct_WE02-AHMS - Adelaide Health and Medical Sciences_Ninth Floor_9071.15 _ Workstation | WE-WE02-09-9071.15 | WE02-09-9071.15-Workstation | West End Health Precinct | WE | WE02 | AHMS - Adelaide Health and Medical Sciences | 09 | Ninth Floor | 9071.15 | 377 | Public Health | 377 | School of Public Health | 3.6 | Workstation | 1 | Office Space Group | 111 | Open Plan - Specific type not defined |  | Excellent | 897.43 | NO
West End Health Precinct_WE02-AHMS - Adelaide Health and Medical Sciences_Ninth Floor_9071.16 _ Workstation | WE-WE02-09-9071.16 | WE02-09-9071.16-Workstation | West End Health Precinct | WE | WE02 | AHMS - Adelaide Health and Medical Sciences | 09 | Ninth Floor | 9071.16 | 377 | Public Health | 377 | School of Public Health | 3.6 | Workstation | 1 | Office Space Group | 111 | Open Plan - Specific type not defined |  | Excellent | 897.43 | NO
West End Health Precinct_WE02-AHMS - Adelaide Health and Medical Sciences_Ninth Floor_9071A _ Meeting | WE-WE02-09-9071A | WE02-09-9071A-Meeting | West End Health Precinct | WE | WE02 | AHMS - Adelaide Health and Medical Sciences | 09 | Ninth Floor | 9071A | 377 | Public Health | 377 | School of Public Health | 17.17 | Meeting | 6 | General Facility Space Group | 601 | General Facility - Committee/Conference/Meeting room |  | Excellent | 4,793.86 | NO
West End Health Precinct_WE02-AHMS - Adelaide Health and Medical Sciences_Ninth Floor_9072 _ Foyer - West | WE-WE02-09-9072 | WE02-09-9072-Foyer - West | West End Health Precinct | WE | WE02 | AHMS - Adelaide Health and Medical Sciences | 09 | Ninth Floor | 9072 | 99939 | Unusable Spaces | 99939 | Unusable Spaces | 59.03 | Foyer - West | 8 | Non Useable Floor Area Space Group | 805 | Non-usable - Circulation space |  | Excellent | 0.00 | NO
West End Health Precinct_WE02-AHMS - Adelaide Health and Medical Sciences_Ninth Floor_9073 _ Corr. 4 | WE-WE02-09-9073 | WE02-09-9073-Corr. 4 | West End Health Precinct | WE | WE02 | AHMS - Adelaide Health and Medical Sciences | 09 | Ninth Floor | 9073 | 99939 | Unusable Spaces | 99939 | Unusable Spaces | 19.85 | Corr. 4 | 8 | Non Useable Floor Area Space Group | 805 | Non-usable - Circulation space |  | Excellent | 0.00 | NO
West End Health Precinct_WE02-AHMS - Adelaide Health and Medical Sciences_Ninth Floor_9073A _ Circ. | WE-WE02-09-9073A | WE02-09-9073A-Circ. | West End Health Precinct | WE | WE02 | AHMS - Adelaide Health and Medical Sciences | 09 | Ninth Floor | 9073A | 99939 | Unusable Spaces | 99939 | Unusable Spaces | 20.8 | Circ. | 8 | Non Useable Floor Area Space Group | 805 | Non-usable - Circulation space |  | Excellent | 0.00 | NO
West End Health Precinct_WE02-AHMS - Adelaide Health and Medical Sciences_Ninth Floor_9074 _ Seating 1 | WE-WE02-09-9074 | WE02-09-9074-Seating 1 | West End Health Precinct | WE | WE02 | AHMS - Adelaide Health and Medical Sciences | 09 | Ninth Floor | 9074 | 377 | Public Health | 377 | School of Public Health | 1.72 | Seating 1 | 5 | Library, IT and Learning Space Group | 517 | Informal Learning | INFORMAL-PRIM-S | Excellent | 480.22 | NO
West End Health Precinct_WE02-AHMS - Adelaide Health and Medical Sciences_Ninth Floor_9075 _ Secure Store | WE-WE02-09-9075 | WE02-09-9075-Secure Store | West End Health Precinct | WE | WE02 | AHMS - Adelaide Health and Medical Sciences | 09 | Ninth Floor | 9075 | 377 | Public Health | 377 | School of Public Health | 4.79 | Secure Store | 4 | Ancillary Area Space Group | 419 | Ancillary Area - Store Room - Generic |  | Excellent | 1,050.79 | NO
West End Health Precinct_WE02-AHMS - Adelaide Health and Medical Sciences_Ninth Floor_9076 _ Elec | WE-WE02-09-9076 | WE02-09-9076-Elec | West End Health Precinct | WE | WE02 | AHMS - Adelaide Health and Medical Sciences | 09 | Ninth Floor | 9076 | 99939 | Unusable Spaces | 99939 | Unusable Spaces | 2.53 | Elec | 8 | Non Useable Floor Area Space Group | 840 | Non-usable - Service riser |  | Excellent | 0.00 | NO
West End Health Precinct_WE02-AHMS - Adelaide Health and Medical Sciences_Ninth Floor_9077 _ Tea Station 1 | WE-WE02-09-9077 | WE02-09-9077-Tea Station 1 | West End Health Precinct | WE | WE02 | AHMS - Adelaide Health and Medical Sciences | 09 | Ninth Floor | 9077 | 99939 | Unusable Spaces | 99939 | Unusable Spaces | 5.31 | Tea Station 1 | 6 | General Facility Space Group | 608 | General Facility - Kitchen/Servery/Food Storage |  | Excellent | 1,482.55 | NO
West End Health Precinct_WE02-AHMS - Adelaide Health and Medical Sciences_Ninth Floor_9077A _ Seating | WE-WE02-09-9077A | WE02-09-9077A-Seating | West End Health Precinct | WE | WE02 | AHMS - Adelaide Health and Medical Sciences | 09 | Ninth Floor | 9077A | 377 | Public Health | 377 | School of Public Health | 8.64 | Seating | 5 | Library, IT and Learning Space Group | 517 | Informal Learning | INFORMAL-PRIM-S | Excellent | 2,412.29 | NO
West End Health Precinct_WE02-AHMS - Adelaide Health and Medical Sciences_Ninth Floor_9078 _ Utility 1 | WE-WE02-09-9078 | WE02-09-9078-Utility 1 | West End Health Precinct | WE | WE02 | AHMS - Adelaide Health and Medical Sciences | 09 | Ninth Floor | 9078 | 377 | Public Health | 377 | School of Public Health | 3.13 | Utility 1 | 6 | General Facility Space Group | 603 | General Facility - Resource room |  | Excellent | 873.90 | NO
West End Health Precinct_WE02-AHMS - Adelaide Health and Medical Sciences_Ninth Floor_9078A _ VSR | WE-WE02-09-9078A | WE02-09-9078A-VSR | West End Health Precinct | WE | WE02 | AHMS - Adelaide Health and Medical Sciences | 09 | Ninth Floor | 9078A | 99939 | Unusable Spaces | 99939 | Unusable Spaces | 1.07 | VSR | 8 | Non Useable Floor Area Space Group | 840 | Non-usable - Service riser |  | Excellent | 0.00 | NO
West End Health Precinct_WE02-AHMS - Adelaide Health and Medical Sciences_Ninth Floor_9078B _ VSR | WE-WE02-09-9078B | WE02-09-9078B-VSR | West End Health Precinct | WE | WE02 | AHMS - Adelaide Health and Medical Sciences | 09 | Ninth Floor | 9078B | 99939 | Unusable Spaces | 99939 | Unusable Spaces | 1.18 | VSR | 8 | Non Useable Floor Area Space Group | 840 | Non-usable - Service riser |  | Excellent | 0.00 | NO
West End Health Precinct_WE02-AHMS - Adelaide Health and Medical Sciences_Ninth Floor_9079 _ Meeting - Informal | WE-WE02-09-9079 | WE02-09-9079-Meeting - Informal | West End Health Precinct | WE | WE02 | AHMS - Adelaide Health and Medical Sciences | 09 | Ninth Floor | 9079 | 350 | Dental School Administration | 350 | Adelaide Dental School | 19.88 | Meeting - Informal | 1 | Office Space Group | 119 | Informal Work Space |  | Excellent | 4,955.80 | NO
West End Health Precinct_WE02-AHMS - Adelaide Health and Medical Sciences_Ninth Floor_9079A _ Circ. | WE-WE02-09-9079A | WE02-09-9079A-Circ. | West End Health Precinct | WE | WE02 | AHMS - Adelaide Health and Medical Sciences | 09 | Ninth Floor | 9079A | 99939 | Unusable Spaces | 99939 | Unusable Spaces | 88.08 | Circ. | 8 | Non Useable Floor Area Space Group | 805 | Non-usable - Circulation space |  | Excellent | 0.00 | NO
West End Health Precinct_WE02-AHMS - Adelaide Health and Medical Sciences_Ninth Floor_9080 _ Utility 2 | WE-WE02-09-9080 | WE02-09-9080-Utility 2 | West End Health Precinct | WE | WE02 | AHMS - Adelaide Health and Medical Sciences | 09 | Ninth Floor | 9080 | 377 | Public Health | 377 | School of Public Health | 5.14 | Utility 2 | 6 | General Facility Space Group | 603 | General Facility - Resource room |  | Excellent | 1,435.09 | NO
West End Health Precinct_WE02-AHMS - Adelaide Health and Medical Sciences_Ninth Floor_9080A _ VSR | WE-WE02-09-9080A | WE02-09-9080A-VSR | West End Health Precinct | WE | WE02 | AHMS - Adelaide Health and Medical Sciences | 09 | Ninth Floor | 9080A | 99939 | Unusable Spaces | 99939 | Unusable Spaces | 0.59 | VSR | 8 | Non Useable Floor Area Space Group | 840 | Non-usable - Service riser |  | Excellent | 0.00 | NO
West End Health Precinct_WE02-AHMS - Adelaide Health and Medical Sciences_Ninth Floor_9080B _ VSR | WE-WE02-09-9080B | WE02-09-9080B-VSR | West End Health Precinct | WE | WE02 | AHMS - Adelaide Health and Medical Sciences | 09 | Ninth Floor | 9080B | 99939 | Unusable Spaces | 99939 | Unusable Spaces | 0.89 | VSR | 8 | Non Useable Floor Area Space Group | 840 | Non-usable - Service riser |  | Excellent | 0.00 | NO
West End Health Precinct_WE02-AHMS - Adelaide Health and Medical Sciences_Ninth Floor_9080C _ VSR | WE-WE02-09-9080C | WE02-09-9080C-VSR | West End Health Precinct | WE | WE02 | AHMS - Adelaide Health and Medical Sciences | 09 | Ninth Floor | 9080C | 99939 | Unusable Spaces | 99939 | Unusable Spaces | 0.52 | VSR | 8 | Non Useable Floor Area Space Group | 840 | Non-usable - Service riser |  | Excellent | 0.00 | NO
West End Health Precinct_WE02-AHMS - Adelaide Health and Medical Sciences_Ninth Floor_9081 _ Tea Station 2 | WE-WE02-09-9081 | WE02-09-9081-Tea Station 2 | West End Health Precinct | WE | WE02 | AHMS - Adelaide Health and Medical Sciences | 09 | Ninth Floor | 9081 | 99939 | Unusable Spaces | 99939 | Unusable Spaces | 3.5 | Tea Station 2 | 6 | General Facility Space Group | 608 | General Facility - Kitchen/Servery/Food Storage |  | Excellent | 977.20 | NO
West End Health Precinct_WE02-AHMS - Adelaide Health and Medical Sciences_Ninth Floor_9082 _ Meeting - Informal | WE-WE02-09-9082 | WE02-09-9082-Meeting - Informal | West End Health Precinct | WE | WE02 | AHMS - Adelaide Health and Medical Sciences | 09 | Ninth Floor | 9082 | 377 | Public Health | 377 | School of Public Health | 22.83 | Meeting - Informal | 1 | Office Space Group | 119 | Informal Work Space |  | Excellent | 5,691.19 | NO
West End Health Precinct_WE02-AHMS - Adelaide Health and Medical Sciences_Ninth Floor_9083 _ Meeting 3 (6-8P) | WE-WE02-09-9083 | WE02-09-9083-Meeting 3 (6-8P) | West End Health Precinct | WE | WE02 | AHMS - Adelaide Health and Medical Sciences | 09 | Ninth Floor | 9083 | 377 | Public Health | 377 | School of Public Health | 13.71 | Meeting 3 (6-8P) | 6 | General Facility Space Group | 601 | General Facility - Committee/Conference/Meeting room |  | Excellent | 3,827.83 | NO
West End Health Precinct_WE02-AHMS - Adelaide Health and Medical Sciences_Ninth Floor_9084 _ West Services Riser | WE-WE02-09-9084 | WE02-09-9084-West Services Riser | West End Health Precinct | WE | WE02 | AHMS - Adelaide Health and Medical Sciences | 09 | Ninth Floor | 9084 | 99939 | Unusable Spaces | 99939 | Unusable Spaces | 10.11 | West Services Riser | 8 | Non Useable Floor Area Space Group | 840 | Non-usable - Service riser |  | Excellent | 0.00 | NO
West End Health Precinct_WE02-AHMS - Adelaide Health and Medical Sciences_Ninth Floor_9085 _ Meeting 4 (6-8P) | WE-WE02-09-9085 | WE02-09-9085-Meeting 4 (6-8P) | West End Health Precinct | WE | WE02 | AHMS - Adelaide Health and Medical Sciences | 09 | Ninth Floor | 9085 | 377 | Public Health | 377 | School of Public Health | 11.44 | Meeting 4 (6-8P) | 6 | General Facility Space Group | 601 | General Facility - Committee/Conference/Meeting room |  | Excellent | 3,194.05 | NO
West End Health Precinct_WE02-AHMS - Adelaide Health and Medical Sciences_Ninth Floor_9086 _ Workstation - circulation | WE-WE02-09-9086 | WE02-09-9086-Workstation - circulation | West End Health Precinct | WE | WE02 | AHMS - Adelaide Health and Medical Sciences | 09 | Ninth Floor | 9086 | 377 | Public Health | 377 | School of Public Health | 133.34 | Workstation - circulation | 1 | Office Space Group | 111 | Open Plan - Specific type not defined |  | Excellent | 33,239.76 | NO
West End Health Precinct_WE02-AHMS - Adelaide Health and Medical Sciences_Ninth Floor_9086.01 _ Workstation | WE-WE02-09-9086.01 | WE02-09-9086.01-Workstation | West End Health Precinct | WE | WE02 | AHMS - Adelaide Health and Medical Sciences | 09 | Ninth Floor | 9086.01 | 377 | Public Health | 377 | School of Public Health | 3.69 | Workstation | 1 | Office Space Group | 111 | Open Plan - Specific type not defined |  | Excellent | 919.86 | NO
West End Health Precinct_WE02-AHMS - Adelaide Health and Medical Sciences_Ninth Floor_9086.02 _ Workstation | WE-WE02-09-9086.02 | WE02-09-9086.02-Workstation | West End Health Precinct | WE | WE02 | AHMS - Adelaide Health and Medical Sciences | 09 | Ninth Floor | 9086.02 | 377 | Public Health | 377 | School of Public Health | 3.69 | Workstation | 1 | Office Space Group | 111 | Open Plan - Specific type not defined |  | Excellent | 919.86 | NO
West End Health Precinct_WE02-AHMS - Adelaide Health and Medical Sciences_Ninth Floor_9086.03 _ Workstation | WE-WE02-09-9086.03 | WE02-09-9086.03-Workstation | West End Health Precinct | WE | WE02 | AHMS - Adelaide Health and Medical Sciences | 09 | Ninth Floor | 9086.03 | 377 | Public Health | 377 | School of Public Health | 3.69 | Workstation | 1 | Office Space Group | 111 | Open Plan - Specific type not defined |  | Excellent | 919.86 | NO
West End Health Precinct_WE02-AHMS - Adelaide Health and Medical Sciences_Ninth Floor_9086.04 _ Workstation | WE-WE02-09-9086.04 | WE02-09-9086.04-Workstation | West End Health Precinct | WE | WE02 | AHMS - Adelaide Health and Medical Sciences | 09 | Ninth Floor | 9086.04 | 377 | Public Health | 377 | School of Public Health | 3.69 | Workstation | 1 | Office Space Group | 111 | Open Plan - Specific type not defined |  | Excellent | 919.86 | NO
West End Health Precinct_WE02-AHMS - Adelaide Health and Medical Sciences_Ninth Floor_9086.05 _ Workstation | WE-WE02-09-9086.05 | WE02-09-9086.05-Workstation | West End Health Precinct | WE | WE02 | AHMS - Adelaide Health and Medical Sciences | 09 | Ninth Floor | 9086.05 | 377 | Public Health | 377 | School of Public Health | 3.69 | Workstation | 1 | Office Space Group | 111 | Open Plan - Specific type not defined |  | Excellent | 919.86 | NO
West End Health Precinct_WE02-AHMS - Adelaide Health and Medical Sciences_Ninth Floor_9086.06 _ Workstation | WE-WE02-09-9086.06 | WE02-09-9086.06-Workstation | West End Health Precinct | WE | WE02 | AHMS - Adelaide Health and Medical Sciences | 09 | Ninth Floor | 9086.06 | 377 | Public Health | 377 | School of Public Health | 4.21 | Workstation | 1 | Office Space Group | 111 | Open Plan - Specific type not defined |  | Excellent | 1,049.49 | NO
West End Health Precinct_WE02-AHMS - Adelaide Health and Medical Sciences_Ninth Floor_9086.07 _ Workstation | WE-WE02-09-9086.07 | WE02-09-9086.07-Workstation | West End Health Precinct | WE | WE02 | AHMS - Adelaide Health and Medical Sciences | 09 | Ninth Floor | 9086.07 | 377 | Public Health | 377 | School of Public Health | 3.69 | Workstation | 1 | Office Space Group | 111 | Open Plan - Specific type not defined |  | Excellent | 919.86 | NO
West End Health Precinct_WE02-AHMS - Adelaide Health and Medical Sciences_Ninth Floor_9086.08 _ Workstation | WE-WE02-09-9086.08 | WE02-09-9086.08-Workstation | West End Health Precinct | WE | WE02 | AHMS - Adelaide Health and Medical Sciences | 09 | Ninth Floor | 9086.08 | 377 | Public Health | 377 | School of Public Health | 4.21 | Workstation | 1 | Office Space Group | 111 | Open Plan - Specific type not defined |  | Excellent | 1,049.49 | NO
West End Health Precinct_WE02-AHMS - Adelaide Health and Medical Sciences_Ninth Floor_9086.09 _ Workstation | WE-WE02-09-9086.09 | WE02-09-9086.09-Workstation | West End Health Precinct | WE | WE02 | AHMS - Adelaide Health and Medical Sciences | 09 | Ninth Floor | 9086.09 | 377 | Public Health | 377 | School of Public Health | 3.69 | Workstation | 1 | Office Space Group | 111 | Open Plan - Specific type not defined |  | Excellent | 919.86 | NO
West End Health Precinct_WE02-AHMS - Adelaide Health and Medical Sciences_Ninth Floor_9086.10 _ Workstation | WE-WE02-09-9086.10 | WE02-09-9086.10-Workstation | West End Health Precinct | WE | WE02 | AHMS - Adelaide Health and Medical Sciences | 09 | Ninth Floor | 9086.10 | 377 | Public Health | 377 | School of Public Health | 3.69 | Workstation | 1 | Office Space Group | 111 | Open Plan - Specific type not defined |  | Excellent | 919.86 | NO
West End Health Precinct_WE02-AHMS - Adelaide Health and Medical Sciences_Ninth Floor_9086.11 _ Workstation | WE-WE02-09-9086.11 | WE02-09-9086.11-Workstation | West End Health Precinct | WE | WE02 | AHMS - Adelaide Health and Medical Sciences | 09 | Ninth Floor | 9086.11 | 377 | Public Health | 377 | School of Public Health | 3.69 | Workstation | 1 | Office Space Group | 111 | Open Plan - Specific type not defined |  | Excellent | 919.86 | NO
West End Health Precinct_WE02-AHMS - Adelaide Health and Medical Sciences_Ninth Floor_9086.12 _ Workstation | WE-WE02-09-9086.12 | WE02-09-9086.12-Workstation | West End Health Precinct | WE | WE02 | AHMS - Adelaide Health and Medical Sciences | 09 | Ninth Floor | 9086.12 | 377 | Public Health | 377 | School of Public Health | 3.69 | Workstation | 1 | Office Space Group | 111 | Open Plan - Specific type not defined |  | Excellent | 919.86 | NO
West End Health Precinct_WE02-AHMS - Adelaide Health and Medical Sciences_Ninth Floor_9086.13 _ Workstation | WE-WE02-09-9086.13 | WE02-09-9086.13-Workstation | West End Health Precinct | WE | WE02 | AHMS - Adelaide Health and Medical Sciences | 09 | Ninth Floor | 9086.13 | 377 | Public Health | 377 | School of Public Health | 3.69 | Workstation | 1 | Office Space Group | 111 | Open Plan - Specific type not defined |  | Excellent | 919.86 | NO
West End Health Precinct_WE02-AHMS - Adelaide Health and Medical Sciences_Ninth Floor_9086.14 _ Workstation | WE-WE02-09-9086.14 | WE02-09-9086.14-Workstation | West End Health Precinct | WE | WE02 | AHMS - Adelaide Health and Medical Sciences | 09 | Ninth Floor | 9086.14 | 377 | Public Health | 377 | School of Public Health | 3.69 | Workstation | 1 | Office Space Group | 111 | Open Plan - Specific type not defined |  | Excellent | 919.86 | NO
West End Health Precinct_WE02-AHMS - Adelaide Health and Medical Sciences_Ninth Floor_9086.15 _ Workstation | WE-WE02-09-9086.15 | WE02-09-9086.15-Workstation | West End Health Precinct | WE | WE02 | AHMS - Adelaide Health and Medical Sciences | 09 | Ninth Floor | 9086.15 | 377 | Public Health | 377 | School of Public Health | 3.69 | Workstation | 1 | Office Space Group | 111 | Open Plan - Specific type not defined |  | Excellent | 919.86 | NO
West End Health Precinct_WE02-AHMS - Adelaide Health and Medical Sciences_Ninth Floor_9086.16 _ Workstation | WE-WE02-09-9086.16 | WE02-09-9086.16-Workstation | West End Health Precinct | WE | WE02 | AHMS - Adelaide Health and Medical Sciences | 09 | Ninth Floor | 9086.16 | 377 | Public Health | 377 | School of Public Health | 3.69 | Workstation | 1 | Office Space Group | 111 | Open Plan - Specific type not defined |  | Excellent | 919.86 | NO
West End Health Precinct_WE02-AHMS - Adelaide Health and Medical Sciences_Ninth Floor_9086.17 _ Workstation | WE-WE02-09-9086.17 | WE02-09-9086.17-Workstation | West End Health Precinct | WE | WE02 | AHMS - Adelaide Health and Medical Sciences | 09 | Ninth Floor | 9086.17 | 377 | Public Health | 377 | School of Public Health | 3.69 | Workstation | 1 | Office Space Group | 111 | Open Plan - Specific type not defined |  | Excellent | 919.86 | NO
West End Health Precinct_WE02-AHMS - Adelaide Health and Medical Sciences_Ninth Floor_9086.18 _ Workstation | WE-WE02-09-9086.18 | WE02-09-9086.18-Workstation | West End Health Precinct | WE | WE02 | AHMS - Adelaide Health and Medical Sciences | 09 | Ninth Floor | 9086.18 | 377 | Public Health | 377 | School of Public Health | 3.69 | Workstation | 1 | Office Space Group | 111 | Open Plan - Specific type not defined |  | Excellent | 919.86 | NO
West End Health Precinct_WE02-AHMS - Adelaide Health and Medical Sciences_Ninth Floor_9086.19 _ Workstation | WE-WE02-09-9086.19 | WE02-09-9086.19-Workstation | West End Health Precinct | WE | WE02 | AHMS - Adelaide Health and Medical Sciences | 09 | Ninth Floor | 9086.19 | 377 | Public Health | 377 | School of Public Health | 3.69 | Workstation | 1 | Office Space Group | 111 | Open Plan - Specific type not defined |  | Excellent | 919.86 | NO
West End Health Precinct_WE02-AHMS - Adelaide Health and Medical Sciences_Ninth Floor_9086.20 _ Workstation | WE-WE02-09-9086.20 | WE02-09-9086.20-Workstation | West End Health Precinct | WE | WE02 | AHMS - Adelaide Health and Medical Sciences | 09 | Ninth Floor | 9086.20 | 377 | Public Health | 377 | School of Public Health | 3.69 | Workstation | 1 | Office Space Group | 111 | Open Plan - Specific type not defined |  | Excellent | 919.86 | NO
West End Health Precinct_WE02-AHMS - Adelaide Health and Medical Sciences_Ninth Floor_9086.21 _ Workstation | WE-WE02-09-9086.21 | WE02-09-9086.21-Workstation | West End Health Precinct | WE | WE02 | AHMS - Adelaide Health and Medical Sciences | 09 | Ninth Floor | 9086.21 | 377 | Public Health | 377 | School of Public Health | 3.69 | Workstation | 1 | Office Space Group | 111 | Open Plan - Specific type not defined |  | Excellent | 919.86 | NO
West End Health Precinct_WE02-AHMS - Adelaide Health and Medical Sciences_Ninth Floor_9086.22 _ Workstation | WE-WE02-09-9086.22 | WE02-09-9086.22-Workstation | West End Health Precinct | WE | WE02 | AHMS - Adelaide Health and Medical Sciences | 09 | Ninth Floor | 9086.22 | 377 | Public Health | 377 | School of Public Health | 3.69 | Workstation | 1 | Office Space Group | 111 | Open Plan - Specific type not defined |  | Excellent | 919.86 | NO
West End Health Precinct_WE02-AHMS - Adelaide Health and Medical Sciences_Ninth Floor_9086.23 _ Workstation | WE-WE02-09-9086.23 | WE02-09-9086.23-Workstation | West End Health Precinct | WE | WE02 | AHMS - Adelaide Health and Medical Sciences | 09 | Ninth Floor | 9086.23 | 377 | Public Health | 377 | School of Public Health | 3.69 | Workstation | 1 | Office Space Group | 111 | Open Plan - Specific type not defined |  | Excellent | 919.86 | NO
West End Health Precinct_WE02-AHMS - Adelaide Health and Medical Sciences_Ninth Floor_9086.24 _ Workstation | WE-WE02-09-9086.24 | WE02-09-9086.24-Workstation | West End Health Precinct | WE | WE02 | AHMS - Adelaide Health and Medical Sciences | 09 | Ninth Floor | 9086.24 | 377 | Public Health | 377 | School of Public Health | 3.69 | Workstation | 1 | Office Space Group | 111 | Open Plan - Specific type not defined |  | Excellent | 919.86 | NO
West End Health Precinct_WE02-AHMS - Adelaide Health and Medical Sciences_Ninth Floor_9086.25 _ Workstation | WE-WE02-09-9086.25 | WE02-09-9086.25-Workstation | West End Health Precinct | WE | WE02 | AHMS - Adelaide Health and Medical Sciences | 09 | Ninth Floor | 9086.25 | 377 | Public Health | 377 | School of Public Health | 3.69 | Workstation | 1 | Office Space Group | 111 | Open Plan - Specific type not defined |  | Excellent | 919.86 | NO
West End Health Precinct_WE02-AHMS - Adelaide Health and Medical Sciences_Ninth Floor_9086.26 _ Workstation | WE-WE02-09-9086.26 | WE02-09-9086.26-Workstation | West End Health Precinct | WE | WE02 | AHMS - Adelaide Health and Medical Sciences | 09 | Ninth Floor | 9086.26 | 377 | Public Health | 377 | School of Public Health | 3.69 | Workstation | 1 | Office Space Group | 111 | Open Plan - Specific type not defined |  | Excellent | 919.86 | NO
West End Health Precinct_WE02-AHMS - Adelaide Health and Medical Sciences_Ninth Floor_9086.27 _ Workstation | WE-WE02-09-9086.27 | WE02-09-9086.27-Workstation | West End Health Precinct | WE | WE02 | AHMS - Adelaide Health and Medical Sciences | 09 | Ninth Floor | 9086.27 | 377 | Public Health | 377 | School of Public Health | 3.74 | Workstation | 1 | Office Space Group | 111 | Open Plan - Specific type not defined |  | Excellent | 932.33 | NO
West End Health Precinct_WE02-AHMS - Adelaide Health and Medical Sciences_Ninth Floor_9086.28 _ Workstation | WE-WE02-09-9086.28 | WE02-09-9086.28-Workstation | West End Health Precinct | WE | WE02 | AHMS - Adelaide Health and Medical Sciences | 09 | Ninth Floor | 9086.28 | 377 | Public Health | 377 | School of Public Health | 3.69 | Workstation | 1 | Office Space Group | 111 | Open Plan - Specific type not defined |  | Excellent | 919.86 | NO
West End Health Precinct_WE02-AHMS - Adelaide Health and Medical Sciences_Ninth Floor_9086.29 _ Workstation | WE-WE02-09-9086.29 | WE02-09-9086.29-Workstation | West End Health Precinct | WE | WE02 | AHMS - Adelaide Health and Medical Sciences | 09 | Ninth Floor | 9086.29 | 377 | Public Health | 377 | School of Public Health | 3.69 | Workstation | 1 | Office Space Group | 111 | Open Plan - Specific type not defined |  | Excellent | 919.86 | NO
West End Health Precinct_WE02-AHMS - Adelaide Health and Medical Sciences_Ninth Floor_9086.30 _ Workstation | WE-WE02-09-9086.30 | WE02-09-9086.30-Workstation | West End Health Precinct | WE | WE02 | AHMS - Adelaide Health and Medical Sciences | 09 | Ninth Floor | 9086.30 | 377 | Public Health | 377 | School of Public Health | 3.74 | Workstation | 1 | Office Space Group | 111 | Open Plan - Specific type not defined |  | Excellent | 932.33 | NO
West End Health Precinct_WE02-AHMS - Adelaide Health and Medical Sciences_Ninth Floor_9086.31 _ Workstation | WE-WE02-09-9086.31 | WE02-09-9086.31-Workstation | West End Health Precinct | WE | WE02 | AHMS - Adelaide Health and Medical Sciences | 09 | Ninth Floor | 9086.31 | 377 | Public Health | 377 | School of Public Health | 3.69 | Workstation | 1 | Office Space Group | 111 | Open Plan - Specific type not defined |  | Excellent | 919.86 | NO
West End Health Precinct_WE02-AHMS - Adelaide Health and Medical Sciences_Ninth Floor_9086.32 _ Workstation | WE-WE02-09-9086.32 | WE02-09-9086.32-Workstation | West End Health Precinct | WE | WE02 | AHMS - Adelaide Health and Medical Sciences | 09 | Ninth Floor | 9086.32 | 377 | Public Health | 377 | School of Public Health | 3.69 | Workstation | 1 | Office Space Group | 111 | Open Plan - Specific type not defined |  | Excellent | 919.86 | NO
West End Health Precinct_WE02-AHMS - Adelaide Health and Medical Sciences_Ninth Floor_9086.33 _ Workstation | WE-WE02-09-9086.33 | WE02-09-9086.33-Workstation | West End Health Precinct | WE | WE02 | AHMS - Adelaide Health and Medical Sciences | 09 | Ninth Floor | 9086.33 | 377 | Public Health | 377 | School of Public Health | 3.69 | Workstation | 1 | Office Space Group | 111 | Open Plan - Specific type not defined |  | Excellent | 919.86 | NO
West End Health Precinct_WE02-AHMS - Adelaide Health and Medical Sciences_Ninth Floor_9086.34 _ Workstation | WE-WE02-09-9086.34 | WE02-09-9086.34-Workstation | West End Health Precinct | WE | WE02 | AHMS - Adelaide Health and Medical Sciences | 09 | Ninth Floor | 9086.34 | 377 | Public Health | 377 | School of Public Health | 3.69 | Workstation | 1 | Office Space Group | 111 | Open Plan - Specific type not defined |  | Excellent | 919.86 | NO
West End Health Precinct_WE02-AHMS - Adelaide Health and Medical Sciences_Ninth Floor_9086.35 _ Workstation | WE-WE02-09-9086.35 | WE02-09-9086.35-Workstation | West End Health Precinct | WE | WE02 | AHMS - Adelaide Health and Medical Sciences | 09 | Ninth Floor | 9086.35 | 377 | Public Health | 377 | School of Public Health | 3.69 | Workstation | 1 | Office Space Group | 111 | Open Plan - Specific type not defined |  | Excellent | 919.86 | NO
West End Health Precinct_WE02-AHMS - Adelaide Health and Medical Sciences_Ninth Floor_9086.36 _ Workstation | WE-WE02-09-9086.36 | WE02-09-9086.36-Workstation | West End Health Precinct | WE | WE02 | AHMS - Adelaide Health and Medical Sciences | 09 | Ninth Floor | 9086.36 | 377 | Public Health | 377 | School of Public Health | 3.69 | Workstation | 1 | Office Space Group | 111 | Open Plan - Specific type not defined |  | Excellent | 919.86 | NO
West End Health Precinct_WE02-AHMS - Adelaide Health and Medical Sciences_Ninth Floor_9086.37 _ Workstation | WE-WE02-09-9086.37 | WE02-09-9086.37-Workstation | West End Health Precinct | WE | WE02 | AHMS - Adelaide Health and Medical Sciences | 09 | Ninth Floor | 9086.37 | 377 | Public Health | 377 | School of Public Health | 3.69 | Workstation | 1 | Office Space Group | 111 | Open Plan - Specific type not defined |  | Excellent | 919.86 | NO
West End Health Precinct_WE02-AHMS - Adelaide Health and Medical Sciences_Ninth Floor_9086.38 _ Workstation | WE-WE02-09-9086.38 | WE02-09-9086.38-Workstation | West End Health Precinct | WE | WE02 | AHMS - Adelaide Health and Medical Sciences | 09 | Ninth Floor | 9086.38 | 377 | Public Health | 377 | School of Public Health | 3.69 | Workstation | 1 | Office Space Group | 111 | Open Plan - Specific type not defined |  | Excellent | 919.86 | NO
West End Health Precinct_WE02-AHMS - Adelaide Health and Medical Sciences_Ninth Floor_9086.39 _ Workstation | WE-WE02-09-9086.39 | WE02-09-9086.39-Workstation | West End Health Precinct | WE | WE02 | AHMS - Adelaide Health and Medical Sciences | 09 | Ninth Floor | 9086.39 | 377 | Public Health | 377 | School of Public Health | 3.69 | Workstation | 1 | Office Space Group | 111 | Open Plan - Specific type not defined |  | Excellent | 919.86 | NO
West End Health Precinct_WE02-AHMS - Adelaide Health and Medical Sciences_Ninth Floor_9086.40 _ Workstation | WE-WE02-09-9086.40 | WE02-09-9086.40-Workstation | West End Health Precinct | WE | WE02 | AHMS - Adelaide Health and Medical Sciences | 09 | Ninth Floor | 9086.40 | 377 | Public Health | 377 | School of Public Health | 5.54 | Workstation | 1 | Office Space Group | 111 | Open Plan - Specific type not defined |  | Excellent | 1,381.04 | NO
West End Health Precinct_WE02-AHMS - Adelaide Health and Medical Sciences_Ninth Floor_9086.41 _ Workstation | WE-WE02-09-9086.41 | WE02-09-9086.41-Workstation | West End Health Precinct | WE | WE02 | AHMS - Adelaide Health and Medical Sciences | 09 | Ninth Floor | 9086.41 | 377 | Public Health | 377 | School of Public Health | 5.54 | Workstation | 1 | Office Space Group | 111 | Open Plan - Specific type not defined |  | Excellent | 1,381.04 | NO
West End Health Precinct_WE02-AHMS - Adelaide Health and Medical Sciences_Ninth Floor_9086.42 _ Workstation | WE-WE02-09-9086.42 | WE02-09-9086.42-Workstation | West End Health Precinct | WE | WE02 | AHMS - Adelaide Health and Medical Sciences | 09 | Ninth Floor | 9086.42 | 377 | Public Health | 377 | School of Public Health | 5.54 | Workstation | 1 | Office Space Group | 111 | Open Plan - Specific type not defined |  | Excellent | 1,381.04 | NO
West End Health Precinct_WE02-AHMS - Adelaide Health and Medical Sciences_Ninth Floor_9086A _ Compactus | WE-WE02-09-9086A | WE02-09-9086A-Compactus | West End Health Precinct | WE | WE02 | AHMS - Adelaide Health and Medical Sciences | 09 | Ninth Floor | 9086A | 377 | Public Health | 377 | School of Public Health | 4.78 | Compactus | 4 | Ancillary Area Space Group | 419 | Ancillary Area - Store Room - Generic |  | Excellent | 1,048.60 | NO
West End Health Precinct_WE02-AHMS - Adelaide Health and Medical Sciences_Ninth Floor_9087 _ Tea Station 3 | WE-WE02-09-9087 | WE02-09-9087-Tea Station 3 | West End Health Precinct | WE | WE02 | AHMS - Adelaide Health and Medical Sciences | 09 | Ninth Floor | 9087 | 99939 | Unusable Spaces | 99939 | Unusable Spaces | 5.44 | Tea Station 3 | 6 | General Facility Space Group | 608 | General Facility - Kitchen/Servery/Food Storage |  | Excellent | 1,518.85 | NO
West End Health Precinct_WE02-AHMS - Adelaide Health and Medical Sciences_Ninth Floor_9088 _ Meeting 5 (3P) | WE-WE02-09-9088 | WE02-09-9088-Meeting 5 (3P) | West End Health Precinct | WE | WE02 | AHMS - Adelaide Health and Medical Sciences | 09 | Ninth Floor | 9088 | 377 | Public Health | 377 | School of Public Health | 6.65 | Meeting 5 (3P) | 6 | General Facility Space Group | 601 | General Facility - Committee/Conference/Meeting room |  | Excellent | 1,856.68 | NO
West End Health Precinct_WE02-AHMS - Adelaide Health and Medical Sciences_Ninth Floor_9089 _ Meeting 6 (3P) | WE-WE02-09-9089 | WE02-09-9089-Meeting 6 (3P) | West End Health Precinct | WE | WE02 | AHMS - Adelaide Health and Medical Sciences | 09 | Ninth Floor | 9089 | 377 | Public Health | 377 | School of Public Health | 6.11 | Meeting 6 (3P) | 6 | General Facility Space Group | 601 | General Facility - Committee/Conference/Meeting room |  | Excellent | 1,705.91 | NO
West End Health Precinct_WE02-AHMS - Adelaide Health and Medical Sciences_Ninth Floor_9090 _ Meeting 7 (3P) | WE-WE02-09-9090 | WE02-09-9090-Meeting 7 (3P) | West End Health Precinct | WE | WE02 | AHMS - Adelaide Health and Medical Sciences | 09 | Ninth Floor | 9090 | 377 | Public Health | 377 | School of Public Health | 5.6 | Meeting 7 (3P) | 6 | General Facility Space Group | 601 | General Facility - Committee/Conference/Meeting room |  | Excellent | 1,563.52 | NO
West End Health Precinct_WE02-AHMS - Adelaide Health and Medical Sciences_Ninth Floor_9098 _ Utility 3 | WE-WE02-09-9098 | WE02-09-9098-Utility 3 | West End Health Precinct | WE | WE02 | AHMS - Adelaide Health and Medical Sciences | 09 | Ninth Floor | 9098 | 377 | Public Health | 377 | School of Public Health | 4.29 | Utility 3 | 6 | General Facility Space Group | 603 | General Facility - Resource room |  | Excellent | 1,197.77 | NO
West End Health Precinct_WE02-AHMS - Adelaide Health and Medical Sciences_Ninth Floor_9098A _ VSR | WE-WE02-09-9098A | WE02-09-9098A-VSR | West End Health Precinct | WE | WE02 | AHMS - Adelaide Health and Medical Sciences | 09 | Ninth Floor | 9098A | 99939 | Unusable Spaces | 99939 | Unusable Spaces | 0.92 | VSR | 8 | Non Useable Floor Area Space Group | 840 | Non-usable - Service riser |  | Excellent | 0.00 | NO
West End Health Precinct_WE02-AHMS - Adelaide Health and Medical Sciences_Ninth Floor_9099 _ Workstation - circulation | WE-WE02-09-9099 | WE02-09-9099-Workstation - circulation | West End Health Precinct | WE | WE02 | AHMS - Adelaide Health and Medical Sciences | 09 | Ninth Floor | 9099 | 350 | Dental School Administration | 350 | Adelaide Dental School | 52.53 | Workstation - circulation | 1 | Office Space Group | 111 | Open Plan - Specific type not defined |  | Excellent | 13,094.98 | NO
West End Health Precinct_WE02-AHMS - Adelaide Health and Medical Sciences_Ninth Floor_9099.01 _ Workstation | WE-WE02-09-9099.01 | WE02-09-9099.01-Workstation | West End Health Precinct | WE | WE02 | AHMS - Adelaide Health and Medical Sciences | 09 | Ninth Floor | 9099.01 | 350 | Dental School Administration | 350 | Adelaide Dental School | 2.77 | Workstation | 1 | Office Space Group | 111 | Open Plan - Specific type not defined |  | Excellent | 690.52 | NO
West End Health Precinct_WE02-AHMS - Adelaide Health and Medical Sciences_Ninth Floor_9099.02 _ Workstation | WE-WE02-09-9099.02 | WE02-09-9099.02-Workstation | West End Health Precinct | WE | WE02 | AHMS - Adelaide Health and Medical Sciences | 09 | Ninth Floor | 9099.02 | 350 | Dental School Administration | 350 | Adelaide Dental School | 3.69 | Workstation | 1 | Office Space Group | 111 | Open Plan - Specific type not defined |  | Excellent | 919.86 | NO
West End Health Precinct_WE02-AHMS - Adelaide Health and Medical Sciences_Ninth Floor_9099.03 _ Workstation | WE-WE02-09-9099.03 | WE02-09-9099.03-Workstation | West End Health Precinct | WE | WE02 | AHMS - Adelaide Health and Medical Sciences | 09 | Ninth Floor | 9099.03 | 350 | Dental School Administration | 350 | Adelaide Dental School | 3.69 | Workstation | 1 | Office Space Group | 111 | Open Plan - Specific type not defined |  | Excellent | 919.86 | NO
West End Health Precinct_WE02-AHMS - Adelaide Health and Medical Sciences_Ninth Floor_9099.04 _ Workstation | WE-WE02-09-9099.04 | WE02-09-9099.04-Workstation | West End Health Precinct | WE | WE02 | AHMS - Adelaide Health and Medical Sciences | 09 | Ninth Floor | 9099.04 | 377 | Public Health | 377 | School of Public Health | 3.69 | Workstation | 1 | Office Space Group | 111 | Open Plan - Specific type not defined |  | Excellent | 919.86 | NO
West End Health Precinct_WE02-AHMS - Adelaide Health and Medical Sciences_Ninth Floor_9099.05 _ Workstation | WE-WE02-09-9099.05 | WE02-09-9099.05-Workstation | West End Health Precinct | WE | WE02 | AHMS - Adelaide Health and Medical Sciences | 09 | Ninth Floor | 9099.05 | 350 | Dental School Administration | 350 | Adelaide Dental School | 3.69 | Workstation | 1 | Office Space Group | 111 | Open Plan - Specific type not defined |  | Excellent | 919.86 | NO
West End Health Precinct_WE02-AHMS - Adelaide Health and Medical Sciences_Ninth Floor_9099.06 _ Workstation | WE-WE02-09-9099.06 | WE02-09-9099.06-Workstation | West End Health Precinct | WE | WE02 | AHMS - Adelaide Health and Medical Sciences | 09 | Ninth Floor | 9099.06 | 350 | Dental School Administration | 350 | Adelaide Dental School | 2.77 | Workstation | 1 | Office Space Group | 111 | Open Plan - Specific type not defined |  | Excellent | 690.52 | NO
West End Health Precinct_WE02-AHMS - Adelaide Health and Medical Sciences_Ninth Floor_9099.07 _ Workstation | WE-WE02-09-9099.07 | WE02-09-9099.07-Workstation | West End Health Precinct | WE | WE02 | AHMS - Adelaide Health and Medical Sciences | 09 | Ninth Floor | 9099.07 | 350 | Dental School Administration | 350 | Adelaide Dental School | 3.69 | Workstation | 1 | Office Space Group | 111 | Open Plan - Specific type not defined |  | Excellent | 919.86 | NO
West End Health Precinct_WE02-AHMS - Adelaide Health and Medical Sciences_Ninth Floor_9099.08 _ Workstation | WE-WE02-09-9099.08 | WE02-09-9099.08-Workstation | West End Health Precinct | WE | WE02 | AHMS - Adelaide Health and Medical Sciences | 09 | Ninth Floor | 9099.08 | 350 | Dental School Administration | 350 | Adelaide Dental School | 3.69 | Workstation | 1 | Office Space Group | 111 | Open Plan - Specific type not defined |  | Excellent | 919.86 | NO
West End Health Precinct_WE02-AHMS - Adelaide Health and Medical Sciences_Ninth Floor_9099.09 _ Workstation | WE-WE02-09-9099.09 | WE02-09-9099.09-Workstation | West End Health Precinct | WE | WE02 | AHMS - Adelaide Health and Medical Sciences | 09 | Ninth Floor | 9099.09 | 350 | Dental School Administration | 350 | Adelaide Dental School | 3.69 | Workstation | 1 | Office Space Group | 111 | Open Plan - Specific type not defined |  | Excellent | 919.86 | NO
West End Health Precinct_WE02-AHMS - Adelaide Health and Medical Sciences_Ninth Floor_9099.10 _ Workstation | WE-WE02-09-9099.10 | WE02-09-9099.10-Workstation | West End Health Precinct | WE | WE02 | AHMS - Adelaide Health and Medical Sciences | 09 | Ninth Floor | 9099.10 | 350 | Dental School Administration | 350 | Adelaide Dental School | 3.69 | Workstation | 1 | Office Space Group | 111 | Open Plan - Specific type not defined |  | Excellent | 919.86 | NO
West End Health Precinct_WE02-AHMS - Adelaide Health and Medical Sciences_Ninth Floor_9100 _ Utility 4 | WE-WE02-09-9100 | WE02-09-9100-Utility 4 | West End Health Precinct | WE | WE02 | AHMS - Adelaide Health and Medical Sciences | 09 | Ninth Floor | 9100 | 350 | Dental School Administration | 350 | Adelaide Dental School | 4.79 | Utility 4 | 6 | General Facility Space Group | 603 | General Facility - Resource room |  | Excellent | 1,337.37 | NO
West End Health Precinct_WE02-AHMS - Adelaide Health and Medical Sciences_Ninth Floor_9100A _ VSR | WE-WE02-09-9100A | WE02-09-9100A-VSR | West End Health Precinct | WE | WE02 | AHMS - Adelaide Health and Medical Sciences | 09 | Ninth Floor | 9100A | 99939 | Unusable Spaces | 99939 | Unusable Spaces | 1.89 | VSR | 8 | Non Useable Floor Area Space Group | 840 | Non-usable - Service riser |  | Excellent | 0.00 | NO
West End Health Precinct_WE02-AHMS - Adelaide Health and Medical Sciences_Ninth Floor_9100B _ VSR | WE-WE02-09-9100B | WE02-09-9100B-VSR | West End Health Precinct | WE | WE02 | AHMS - Adelaide Health and Medical Sciences | 09 | Ninth Floor | 9100B | 99939 | Unusable Spaces | 99939 | Unusable Spaces | 0.47 | VSR | 8 | Non Useable Floor Area Space Group | 840 | Non-usable - Service riser |  | Excellent | 0.00 | NO
West End Health Precinct_WE02-AHMS - Adelaide Health and Medical Sciences_Ninth Floor_9100C _ Circ. | WE-WE02-09-9100C | WE02-09-9100C-Circ. | West End Health Precinct | WE | WE02 | AHMS - Adelaide Health and Medical Sciences | 09 | Ninth Floor | 9100C | 99939 | Unusable Spaces | 99939 | Unusable Spaces | 42.26 | Circ. | 8 | Non Useable Floor Area Space Group | 805 | Non-usable - Circulation space |  | Excellent | 0.00 | NO
West End Health Precinct_WE02-AHMS - Adelaide Health and Medical Sciences_Ninth Floor_9100D _ Circ. | WE-WE02-09-9100D | WE02-09-9100D-Circ. | West End Health Precinct | WE | WE02 | AHMS - Adelaide Health and Medical Sciences | 09 | Ninth Floor | 9100D | 99939 | Unusable Spaces | 99939 | Unusable Spaces | 36.07 | Circ. | 8 | Non Useable Floor Area Space Group | 805 | Non-usable - Circulation space |  | Excellent | 0.00 | NO
West End Health Precinct_WE02-AHMS - Adelaide Health and Medical Sciences_Ninth Floor_9101 _ Comms | WE-WE02-09-9101 | WE02-09-9101-Comms | West End Health Precinct | WE | WE02 | AHMS - Adelaide Health and Medical Sciences | 09 | Ninth Floor | 9101 | 99939 | Unusable Spaces | 99939 | Unusable Spaces | 17.86 | Comms | 8 | Non Useable Floor Area Space Group | 812 | Non-usable - Comms/network system/Telephone/PABX |  | Excellent | 0.00 | NO
West End Health Precinct_WE02-AHMS - Adelaide Health and Medical Sciences_Ninth Floor_9102 _ Office 13 | WE-WE02-09-9102 | WE02-09-9102-Office 13 | West End Health Precinct | WE | WE02 | AHMS - Adelaide Health and Medical Sciences | 09 | Ninth Floor | 9102 | 350 | Dental School Administration | 350 | Adelaide Dental School | 12.38 | Office 13 | 1 | Office Space Group | 108 | Office - Professional/General Staff |  | Excellent | 3,086.16 | NO
West End Health Precinct_WE02-AHMS - Adelaide Health and Medical Sciences_Ninth Floor_9103 _ Office 14 | WE-WE02-09-9103 | WE02-09-9103-Office 14 | West End Health Precinct | WE | WE02 | AHMS - Adelaide Health and Medical Sciences | 09 | Ninth Floor | 9103 | 350 | Dental School Administration | 350 | Adelaide Dental School | 12.44 | Office 14 | 1 | Office Space Group | 108 | Office - Professional/General Staff |  | Excellent | 3,101.11 | NO
West End Health Precinct_WE02-AHMS - Adelaide Health and Medical Sciences_Ninth Floor_9104 _ Corr. 2 | WE-WE02-09-9104 | WE02-09-9104-Corr. 2 | West End Health Precinct | WE | WE02 | AHMS - Adelaide Health and Medical Sciences | 09 | Ninth Floor | 9104 | 99939 | Unusable Spaces | 99939 | Unusable Spaces | 10.58 | Corr. 2 | 8 | Non Useable Floor Area Space Group | 805 | Non-usable - Circulation space |  | Excellent | 0.00 | NO
West End Health Precinct_WE02-AHMS - Adelaide Health and Medical Sciences_Ninth Floor_9105 _ Workstation - circulation | WE-WE02-09-9105 | WE02-09-9105-Workstation - circulation | West End Health Precinct | WE | WE02 | AHMS - Adelaide Health and Medical Sciences | 09 | Ninth Floor | 9105 | 350 | Dental School Administration | 350 | Adelaide Dental School | 47.58 | Workstation - circulation | 1 | Office Space Group | 111 | Open Plan - Specific type not defined |  | Excellent | 11,861.02 | NO
West End Health Precinct_WE02-AHMS - Adelaide Health and Medical Sciences_Ninth Floor_9105.01 _ Workstation | WE-WE02-09-9105.01 | WE02-09-9105.01-Workstation | West End Health Precinct | WE | WE02 | AHMS - Adelaide Health and Medical Sciences | 09 | Ninth Floor | 9105.01 | 350 | Dental School Administration | 350 | Adelaide Dental School | 3.48 | Workstation | 1 | Office Space Group | 111 | Open Plan - Specific type not defined |  | Excellent | 867.51 | NO
West End Health Precinct_WE02-AHMS - Adelaide Health and Medical Sciences_Ninth Floor_9105.02 _ Workstation | WE-WE02-09-9105.02 | WE02-09-9105.02-Workstation | West End Health Precinct | WE | WE02 | AHMS - Adelaide Health and Medical Sciences | 09 | Ninth Floor | 9105.02 | 350 | Dental School Administration | 350 | Adelaide Dental School | 4.64 | Workstation | 1 | Office Space Group | 111 | Open Plan - Specific type not defined |  | Excellent | 1,156.69 | NO
West End Health Precinct_WE02-AHMS - Adelaide Health and Medical Sciences_Ninth Floor_9105.03 _ Workstation | WE-WE02-09-9105.03 | WE02-09-9105.03-Workstation | West End Health Precinct | WE | WE02 | AHMS - Adelaide Health and Medical Sciences | 09 | Ninth Floor | 9105.03 | 350 | Dental School Administration | 350 | Adelaide Dental School | 4.64 | Workstation | 1 | Office Space Group | 111 | Open Plan - Specific type not defined |  | Excellent | 1,156.69 | NO
West End Health Precinct_WE02-AHMS - Adelaide Health and Medical Sciences_Ninth Floor_9105.04 _ Workstation | WE-WE02-09-9105.04 | WE02-09-9105.04-Workstation | West End Health Precinct | WE | WE02 | AHMS - Adelaide Health and Medical Sciences | 09 | Ninth Floor | 9105.04 | 350 | Dental School Administration | 350 | Adelaide Dental School | 4.64 | Workstation | 1 | Office Space Group | 111 | Open Plan - Specific type not defined |  | Excellent | 1,156.69 | NO
West End Health Precinct_WE02-AHMS - Adelaide Health and Medical Sciences_Ninth Floor_9105.05 _ Workstation | WE-WE02-09-9105.05 | WE02-09-9105.05-Workstation | West End Health Precinct | WE | WE02 | AHMS - Adelaide Health and Medical Sciences | 09 | Ninth Floor | 9105.05 | 350 | Dental School Administration | 350 | Adelaide Dental School | 3.48 | Workstation | 1 | Office Space Group | 111 | Open Plan - Specific type not defined |  | Excellent | 867.51 | NO
West End Health Precinct_WE02-AHMS - Adelaide Health and Medical Sciences_Ninth Floor_9105.06 _ Workstation | WE-WE02-09-9105.06 | WE02-09-9105.06-Workstation | West End Health Precinct | WE | WE02 | AHMS - Adelaide Health and Medical Sciences | 09 | Ninth Floor | 9105.06 | 350 | Dental School Administration | 350 | Adelaide Dental School | 2.77 | Workstation | 1 | Office Space Group | 111 | Open Plan - Specific type not defined |  | Excellent | 690.52 | NO
West End Health Precinct_WE02-AHMS - Adelaide Health and Medical Sciences_Ninth Floor_9105.07 _ Workstation | WE-WE02-09-9105.07 | WE02-09-9105.07-Workstation | West End Health Precinct | WE | WE02 | AHMS - Adelaide Health and Medical Sciences | 09 | Ninth Floor | 9105.07 | 350 | Dental School Administration | 350 | Adelaide Dental School | 3.69 | Workstation | 1 | Office Space Group | 111 | Open Plan - Specific type not defined |  | Excellent | 919.86 | NO
West End Health Precinct_WE02-AHMS - Adelaide Health and Medical Sciences_Ninth Floor_9105.08 _ Workstation | WE-WE02-09-9105.08 | WE02-09-9105.08-Workstation | West End Health Precinct | WE | WE02 | AHMS - Adelaide Health and Medical Sciences | 09 | Ninth Floor | 9105.08 | 377 | Public Health | 377 | School of Public Health | 3.69 | Workstation | 1 | Office Space Group | 111 | Open Plan - Specific type not defined |  | Excellent | 919.86 | NO
West End Health Precinct_WE02-AHMS - Adelaide Health and Medical Sciences_Ninth Floor_9105.09 _ Workstation | WE-WE02-09-9105.09 | WE02-09-9105.09-Workstation | West End Health Precinct | WE | WE02 | AHMS - Adelaide Health and Medical Sciences | 09 | Ninth Floor | 9105.09 | 350 | Dental School Administration | 350 | Adelaide Dental School | 3.69 | Workstation | 1 | Office Space Group | 111 | Open Plan - Specific type not defined |  | Excellent | 919.86 | NO
West End Health Precinct_WE02-AHMS - Adelaide Health and Medical Sciences_Ninth Floor_9105.10 _ Workstation | WE-WE02-09-9105.10 | WE02-09-9105.10-Workstation | West End Health Precinct | WE | WE02 | AHMS - Adelaide Health and Medical Sciences | 09 | Ninth Floor | 9105.10 | 350 | Dental School Administration | 350 | Adelaide Dental School | 2.77 | Workstation | 1 | Office Space Group | 111 | Open Plan - Specific type not defined |  | Excellent | 690.52 | NO
West End Health Precinct_WE02-AHMS - Adelaide Health and Medical Sciences_Ninth Floor_9105.11 _ Workstation | WE-WE02-09-9105.11 | WE02-09-9105.11-Workstation | West End Health Precinct | WE | WE02 | AHMS - Adelaide Health and Medical Sciences | 09 | Ninth Floor | 9105.11 | 350 | Dental School Administration | 350 | Adelaide Dental School | 2.77 | Workstation | 1 | Office Space Group | 111 | Open Plan - Specific type not defined |  | Excellent | 690.52 | NO
West End Health Precinct_WE02-AHMS - Adelaide Health and Medical Sciences_Ninth Floor_9105.12 _ Workstation | WE-WE02-09-9105.12 | WE02-09-9105.12-Workstation | West End Health Precinct | WE | WE02 | AHMS - Adelaide Health and Medical Sciences | 09 | Ninth Floor | 9105.12 | 350 | Dental School Administration | 350 | Adelaide Dental School | 2.77 | Workstation | 1 | Office Space Group | 111 | Open Plan - Specific type not defined |  | Excellent | 690.52 | NO
West End Health Precinct_WE02-AHMS - Adelaide Health and Medical Sciences_Ninth Floor_9105.13 _ Workstation | WE-WE02-09-9105.13 | WE02-09-9105.13-Workstation | West End Health Precinct | WE | WE02 | AHMS - Adelaide Health and Medical Sciences | 09 | Ninth Floor | 9105.13 | 350 | Dental School Administration | 350 | Adelaide Dental School | 2.77 | Workstation | 1 | Office Space Group | 111 | Open Plan - Specific type not defined |  | Excellent | 690.52 | NO
West End Health Precinct_WE02-AHMS - Adelaide Health and Medical Sciences_Ninth Floor_9105.14 _ Workstation | WE-WE02-09-9105.14 | WE02-09-9105.14-Workstation | West End Health Precinct | WE | WE02 | AHMS - Adelaide Health and Medical Sciences | 09 | Ninth Floor | 9105.14 | 350 | Dental School Administration | 350 | Adelaide Dental School | 3.39 | Workstation | 1 | Office Space Group | 111 | Open Plan - Specific type not defined |  | Excellent | 845.08 | NO
West End Health Precinct_WE02-AHMS - Adelaide Health and Medical Sciences_Ninth Floor_9105.15 _ Workstation | WE-WE02-09-9105.15 | WE02-09-9105.15-Workstation | West End Health Precinct | WE | WE02 | AHMS - Adelaide Health and Medical Sciences | 09 | Ninth Floor | 9105.15 | 350 | Dental School Administration | 350 | Adelaide Dental School | 3.48 | Workstation | 1 | Office Space Group | 111 | Open Plan - Specific type not defined |  | Excellent | 867.51 | NO
West End Health Precinct_WE02-AHMS - Adelaide Health and Medical Sciences_Ninth Floor_9105.16 _ Workstation | WE-WE02-09-9105.16 | WE02-09-9105.16-Workstation | West End Health Precinct | WE | WE02 | AHMS - Adelaide Health and Medical Sciences | 09 | Ninth Floor | 9105.16 | 350 | Dental School Administration | 350 | Adelaide Dental School | 2.74 | Workstation | 1 | Office Space Group | 111 | Open Plan - Specific type not defined |  | Excellent | 683.04 | NO
West End Health Precinct_WE02-AHMS - Adelaide Health and Medical Sciences_Ninth Floor_9105.17 _ Workstation | WE-WE02-09-9105.17 | WE02-09-9105.17-Workstation | West End Health Precinct | WE | WE02 | AHMS - Adelaide Health and Medical Sciences | 09 | Ninth Floor | 9105.17 | 350 | Dental School Administration | 350 | Adelaide Dental School | 2.74 | Workstation | 1 | Office Space Group | 111 | Open Plan - Specific type not defined |  | Excellent | 683.04 | NO
West End Health Precinct_WE02-AHMS - Adelaide Health and Medical Sciences_Ninth Floor_9105.18 _ Workstation | WE-WE02-09-9105.18 | WE02-09-9105.18-Workstation | West End Health Precinct | WE | WE02 | AHMS - Adelaide Health and Medical Sciences | 09 | Ninth Floor | 9105.18 | 350 | Dental School Administration | 350 | Adelaide Dental School | 2.74 | Workstation | 1 | Office Space Group | 111 | Open Plan - Specific type not defined |  | Excellent | 683.04 | NO
West End Health Precinct_WE02-AHMS - Adelaide Health and Medical Sciences_Ninth Floor_9105.19 _ Workstation | WE-WE02-09-9105.19 | WE02-09-9105.19-Workstation | West End Health Precinct | WE | WE02 | AHMS - Adelaide Health and Medical Sciences | 09 | Ninth Floor | 9105.19 | 377 | Public Health | 377 | School of Public Health | 3.66 | Workstation | 1 | Office Space Group | 111 | Open Plan - Specific type not defined |  | Excellent | 912.39 | NO
West End Health Precinct_WE02-AHMS - Adelaide Health and Medical Sciences_Ninth Floor_9105.20 _ Workstation | WE-WE02-09-9105.20 | WE02-09-9105.20-Workstation | West End Health Precinct | WE | WE02 | AHMS - Adelaide Health and Medical Sciences | 09 | Ninth Floor | 9105.20 | 377 | Public Health | 377 | School of Public Health | 3.71 | Workstation | 1 | Office Space Group | 111 | Open Plan - Specific type not defined |  | Excellent | 924.85 | NO
West End Health Precinct_WE02-AHMS - Adelaide Health and Medical Sciences_Ninth Floor_9105.21 _ Workstation | WE-WE02-09-9105.21 | WE02-09-9105.21-Workstation | West End Health Precinct | WE | WE02 | AHMS - Adelaide Health and Medical Sciences | 09 | Ninth Floor | 9105.21 | 377 | Public Health | 377 | School of Public Health | 2.74 | Workstation | 1 | Office Space Group | 111 | Open Plan - Specific type not defined |  | Excellent | 683.04 | NO
West End Health Precinct_WE02-AHMS - Adelaide Health and Medical Sciences_Ninth Floor_9105.22 _ Workstation | WE-WE02-09-9105.22 | WE02-09-9105.22-Workstation | West End Health Precinct | WE | WE02 | AHMS - Adelaide Health and Medical Sciences | 09 | Ninth Floor | 9105.22 | 377 | Public Health | 377 | School of Public Health | 2.74 | Workstation | 1 | Office Space Group | 111 | Open Plan - Specific type not defined |  | Excellent | 683.04 | NO
West End Health Precinct_WE02-AHMS - Adelaide Health and Medical Sciences_Ninth Floor_9105.23 _ Workstation | WE-WE02-09-9105.23 | WE02-09-9105.23-Workstation | West End Health Precinct | WE | WE02 | AHMS - Adelaide Health and Medical Sciences | 09 | Ninth Floor | 9105.23 | 377 | Public Health | 377 | School of Public Health | 2.74 | Workstation | 1 | Office Space Group | 111 | Open Plan - Specific type not defined |  | Excellent | 683.04 | NO
West End Health Precinct_WE02-AHMS - Adelaide Health and Medical Sciences_Ninth Floor_9105.24 _ Workstation | WE-WE02-09-9105.24 | WE02-09-9105.24-Workstation | West End Health Precinct | WE | WE02 | AHMS - Adelaide Health and Medical Sciences | 09 | Ninth Floor | 9105.24 | 377 | Public Health | 377 | School of Public Health | 3.66 | Workstation | 1 | Office Space Group | 111 | Open Plan - Specific type not defined |  | Excellent | 912.39 | NO
West End Health Precinct_WE02-AHMS - Adelaide Health and Medical Sciences_Ninth Floor_9105.25 _ Workstation | WE-WE02-09-9105.25 | WE02-09-9105.25-Workstation | West End Health Precinct | WE | WE02 | AHMS - Adelaide Health and Medical Sciences | 09 | Ninth Floor | 9105.25 | 377 | Public Health | 377 | School of Public Health | 3.71 | Workstation | 1 | Office Space Group | 111 | Open Plan - Specific type not defined |  | Excellent | 924.85 | NO
West End Health Precinct_WE02-AHMS - Adelaide Health and Medical Sciences_Ninth Floor_9105.26 _ Workstation | WE-WE02-09-9105.26 | WE02-09-9105.26-Workstation | West End Health Precinct | WE | WE02 | AHMS - Adelaide Health and Medical Sciences | 09 | Ninth Floor | 9105.26 | 377 | Public Health | 377 | School of Public Health | 2.74 | Workstation | 1 | Office Space Group | 111 | Open Plan - Specific type not defined |  | Excellent | 683.04 | NO
West End Health Precinct_WE02-AHMS - Adelaide Health and Medical Sciences_Ninth Floor_9105.27 _ Workstation | WE-WE02-09-9105.27 | WE02-09-9105.27-Workstation | West End Health Precinct | WE | WE02 | AHMS - Adelaide Health and Medical Sciences | 09 | Ninth Floor | 9105.27 | 377 | Public Health | 377 | School of Public Health | 2.74 | Workstation | 1 | Office Space Group | 111 | Open Plan - Specific type not defined |  | Excellent | 683.04 | NO
West End Health Precinct_WE02-AHMS - Adelaide Health and Medical Sciences_Ninth Floor_9105.28 _ Workstation | WE-WE02-09-9105.28 | WE02-09-9105.28-Workstation | West End Health Precinct | WE | WE02 | AHMS - Adelaide Health and Medical Sciences | 09 | Ninth Floor | 9105.28 | 377 | Public Health | 377 | School of Public Health | 2.74 | Workstation | 1 | Office Space Group | 111 | Open Plan - Specific type not defined |  | Excellent | 683.04 | NO
West End Health Precinct_WE02-AHMS - Adelaide Health and Medical Sciences_Ninth Floor_9105.29 _ Workstation | WE-WE02-09-9105.29 | WE02-09-9105.29-Workstation | West End Health Precinct | WE | WE02 | AHMS - Adelaide Health and Medical Sciences | 09 | Ninth Floor | 9105.29 | 377 | Public Health | 377 | School of Public Health | 5.21 | Workstation | 1 | Office Space Group | 111 | Open Plan - Specific type not defined |  | Excellent | 1,298.78 | NO
West End Health Precinct_WE02-AHMS - Adelaide Health and Medical Sciences_Ninth Floor_9105.30 _ Workstation | WE-WE02-09-9105.30 | WE02-09-9105.30-Workstation | West End Health Precinct | WE | WE02 | AHMS - Adelaide Health and Medical Sciences | 09 | Ninth Floor | 9105.30 | 350 | Dental School Administration | 350 | Adelaide Dental School | 5.47 | Workstation | 1 | Office Space Group | 111 | Open Plan - Specific type not defined |  | Excellent | 1,363.59 | NO
West End Health Precinct_WE02-AHMS - Adelaide Health and Medical Sciences_Ninth Floor_9106 _ East Services | WE-WE02-09-9106 | WE02-09-9106-East Services | West End Health Precinct | WE | WE02 | AHMS - Adelaide Health and Medical Sciences | 09 | Ninth Floor | 9106 | 99939 | Unusable Spaces | 99939 | Unusable Spaces | 10.54 | East Services | 8 | Non Useable Floor Area Space Group | 840 | Non-usable - Service riser |  | Excellent | 0.00 | NO
West End Health Precinct_WE02-AHMS - Adelaide Health and Medical Sciences_Ninth Floor_9107 _ Elec | WE-WE02-09-9107 | WE02-09-9107-Elec | West End Health Precinct | WE | WE02 | AHMS - Adelaide Health and Medical Sciences | 09 | Ninth Floor | 9107 | 99939 | Unusable Spaces | 99939 | Unusable Spaces | 2.79 | Elec | 8 | Non Useable Floor Area Space Group | 840 | Non-usable - Service riser |  | Excellent | 0.00 | NO
West End Health Precinct_WE02-AHMS - Adelaide Health and Medical Sciences_Ninth Floor_9108 _ Compactus | WE-WE02-09-9108 | WE02-09-9108-Compactus | West End Health Precinct | WE | WE02 | AHMS - Adelaide Health and Medical Sciences | 09 | Ninth Floor | 9108 | 377 | Public Health | 377 | School of Public Health | 12.19 | Compactus | 4 | Ancillary Area Space Group | 419 | Ancillary Area - Store Room - Generic |  | Excellent | 2,674.14 | NO
West End Health Precinct_WE02-AHMS - Adelaide Health and Medical Sciences_Ninth Floor_9109 _ Foyer - East | WE-WE02-09-9109 | WE02-09-9109-Foyer - East | West End Health Precinct | WE | WE02 | AHMS - Adelaide Health and Medical Sciences | 09 | Ninth Floor | 9109 | 99939 | Unusable Spaces | 99939 | Unusable Spaces | 23.4 | Foyer - East | 8 | Non Useable Floor Area Space Group | 805 | Non-usable - Circulation space |  | Excellent | 0.00 | NO
West End Health Precinct_WE02-AHMS - Adelaide Health and Medical Sciences_Ninth Floor_9111 _ Meeting | WE-WE02-09-9111 | WE02-09-9111-Meeting | West End Health Precinct | WE | WE02 | AHMS - Adelaide Health and Medical Sciences | 09 | Ninth Floor | 9111 | 350 | Dental School Administration | 350 | Adelaide Dental School | 13.87 | Meeting | 6 | General Facility Space Group | 601 | General Facility - Committee/Conference/Meeting room |  | Excellent | 3,872.50 | NO
West End Health Precinct_WE02-AHMS - Adelaide Health and Medical Sciences_Ninth Floor_9112 _ Meeting | WE-WE02-09-9112 | WE02-09-9112-Meeting | West End Health Precinct | WE | WE02 | AHMS - Adelaide Health and Medical Sciences | 09 | Ninth Floor | 9112 | 350 | Dental School Administration | 350 | Adelaide Dental School | 13.54 | Meeting | 6 | General Facility Space Group | 601 | General Facility - Committee/Conference/Meeting room |  | Excellent | 3,780.37 | NO
West End Health Precinct_WE02-AHMS - Adelaide Health and Medical Sciences_Tenth Floor_10.01 _ Lockers | WE-WE02-10-10.01 | WE02-10-10.01-Lockers | West End Health Precinct | WE | WE02 | AHMS - Adelaide Health and Medical Sciences | 10 | Tenth Floor | 10.01 | 99105 | State - SAHealth - Adelaide Dental Hospital | 859 | Infrastructure | 3.04 | Lockers | 4 | Ancillary Area Space Group | 416 | Ancillary Area - Locker Storage/Room |  | Excellent | 666.89 | NO
West End Health Precinct_WE02-AHMS - Adelaide Health and Medical Sciences_Tenth Floor_10.02 _ Lockers | WE-WE02-10-10.02 | WE02-10-10.02-Lockers | West End Health Precinct | WE | WE02 | AHMS - Adelaide Health and Medical Sciences | 10 | Tenth Floor | 10.02 | 99105 | State - SAHealth - Adelaide Dental Hospital | 859 | Infrastructure | 1.5 | Lockers | 4 | Ancillary Area Space Group | 416 | Ancillary Area - Locker Storage/Room |  | Excellent | 329.06 | NO
West End Health Precinct_WE02-AHMS - Adelaide Health and Medical Sciences_Tenth Floor_10.03 _ Lobby | WE-WE02-10-10.03 | WE02-10-10.03-Lobby | West End Health Precinct | WE | WE02 | AHMS - Adelaide Health and Medical Sciences | 10 | Tenth Floor | 10.03 | 99105 | State - SAHealth - Adelaide Dental Hospital | 859 | Infrastructure | 41.6 | Lobby | 6 | General Facility Space Group | 623 | General Facility - Waiting Area/Foyer/Reception Area |  | Excellent | 11,614.72 | NO
West End Health Precinct_WE02-AHMS - Adelaide Health and Medical Sciences_Tenth Floor_10.04 _ Office - Reception - Laboratory | WE-WE02-10-10.04 | WE02-10-10.04-Office - Reception - Laboratory | West End Health Precinct | WE | WE02 | AHMS - Adelaide Health and Medical Sciences | 10 | Tenth Floor | 10.04 | 99105 | State - SAHealth - Adelaide Dental Hospital | 859 | Infrastructure | 18.95 | Office - Reception - Laboratory | 1 | Office Space Group | 118 | Open Plan - Reception Area |  | Excellent | 4,723.96 | NO
West End Health Precinct_WE02-AHMS - Adelaide Health and Medical Sciences_Tenth Floor_10.05 _ Office - Manager | WE-WE02-10-10.05 | WE02-10-10.05-Office - Manager | West End Health Precinct | WE | WE02 | AHMS - Adelaide Health and Medical Sciences | 10 | Tenth Floor | 10.05 | 99105 | State - SAHealth - Adelaide Dental Hospital | 859 | Infrastructure | 8.85 | Office - Manager | 1 | Office Space Group | 116 | Open Plan - Professional/General Staff |  | Excellent | 2,206.18 | NO
West End Health Precinct_WE02-AHMS - Adelaide Health and Medical Sciences_Tenth Floor_10.06 _ Hold | WE-WE02-10-10.06 | WE02-10-10.06-Hold | West End Health Precinct | WE | WE02 | AHMS - Adelaide Health and Medical Sciences | 10 | Tenth Floor | 10.06 | 99105 | State - SAHealth - Adelaide Dental Hospital | 859 | Infrastructure | 13.78 | Hold | 3 | Specialist Teaching or Research Space Group | 314 | Clinical Areas Teaching Space - Undergraduate/Postgraduate |  | Excellent | 4,568.76 | NO
West End Health Precinct_WE02-AHMS - Adelaide Health and Medical Sciences_Tenth Floor_10.07 _ Store | WE-WE02-10-10.07 | WE02-10-10.07-Store | West End Health Precinct | WE | WE02 | AHMS - Adelaide Health and Medical Sciences | 10 | Tenth Floor | 10.07 | 99105 | State - SAHealth - Adelaide Dental Hospital | 859 | Infrastructure | 10.9 | Store | 4 | Ancillary Area Space Group | 419 | Ancillary Area - Store Room - Generic |  | Excellent | 2,391.15 | NO
West End Health Precinct_WE02-AHMS - Adelaide Health and Medical Sciences_Tenth Floor_10.09 _ 3D Casting | WE-WE02-10-10.09 | WE02-10-10.09-3D Casting | West End Health Precinct | WE | WE02 | AHMS - Adelaide Health and Medical Sciences | 10 | Tenth Floor | 10.09 | 99105 | State - SAHealth - Adelaide Dental Hospital | 859 | Infrastructure | 17.11 | 3D Casting | 3 | Specialist Teaching or Research Space Group | 314 | Clinical Areas Teaching Space - Undergraduate/Postgraduate |  | Excellent | 5,672.82 | NO
West End Health Precinct_WE02-AHMS - Adelaide Health and Medical Sciences_Tenth Floor_10.10 _ Circ. 01 | WE-WE02-10-10.10 | WE02-10-10.10-Circ. 01 | West End Health Precinct | WE | WE02 | AHMS - Adelaide Health and Medical Sciences | 10 | Tenth Floor | 10.10 | 99105 | State - SAHealth - Adelaide Dental Hospital | 859 | Infrastructure | 36.71 | Circ. 01 | 8 | Non Useable Floor Area Space Group | 805 | Non-usable - Circulation space |  | Excellent | 0.00 | NO
West End Health Precinct_WE02-AHMS - Adelaide Health and Medical Sciences_Tenth Floor_10.11 _ DB - Elec | WE-WE02-10-10.11 | WE02-10-10.11-DB - Elec | West End Health Precinct | WE | WE02 | AHMS - Adelaide Health and Medical Sciences | 10 | Tenth Floor | 10.11 | 99105 | State - SAHealth - Adelaide Dental Hospital | 859 | Infrastructure | 2.02 | DB - Elec | 8 | Non Useable Floor Area Space Group | 815 | Non-usable - Switch room |  | Excellent | 0.00 | NO
West End Health Precinct_WE02-AHMS - Adelaide Health and Medical Sciences_Tenth Floor_10.12 _ Records | WE-WE02-10-10.12 | WE02-10-10.12-Records | West End Health Precinct | WE | WE02 | AHMS - Adelaide Health and Medical Sciences | 10 | Tenth Floor | 10.12 | 99105 | State - SAHealth - Adelaide Dental Hospital | 859 | Infrastructure | 97.84 | Records | 3 | Specialist Teaching or Research Space Group | 314 | Clinical Areas Teaching Space - Undergraduate/Postgraduate |  | Excellent | 32,438.86 | NO
West End Health Precinct_WE02-AHMS - Adelaide Health and Medical Sciences_Tenth Floor_10.13 _ Comms | WE-WE02-10-10.13 | WE02-10-10.13-Comms | West End Health Precinct | WE | WE02 | AHMS - Adelaide Health and Medical Sciences | 10 | Tenth Floor | 10.13 | 99105 | State - SAHealth - Adelaide Dental Hospital | 859 | Infrastructure | 10.58 | Comms | 8 | Non Useable Floor Area Space Group | 812 | Non-usable - Comms/network system/Telephone/PABX |  | Excellent | 0.00 | NO
West End Health Precinct_WE02-AHMS - Adelaide Health and Medical Sciences_Tenth Floor_10.14 _ VSR | WE-WE02-10-10.14 | WE02-10-10.14-VSR | West End Health Precinct | WE | WE02 | AHMS - Adelaide Health and Medical Sciences | 10 | Tenth Floor | 10.14 | 99105 | State - SAHealth - Adelaide Dental Hospital | 859 | Infrastructure | 0.37 | VSR | 8 | Non Useable Floor Area Space Group | 840 | Non-usable - Service riser |  | Excellent | 0.00 | NO
West End Health Precinct_WE02-AHMS - Adelaide Health and Medical Sciences_Tenth Floor_10.15 _ Lockers 03 | WE-WE02-10-10.15 | WE02-10-10.15-Lockers 03 | West End Health Precinct | WE | WE02 | AHMS - Adelaide Health and Medical Sciences | 10 | Tenth Floor | 10.15 | 99105 | State - SAHealth - Adelaide Dental Hospital | 859 | Infrastructure | 2.47 | Lockers 03 | 4 | Ancillary Area Space Group | 416 | Ancillary Area - Locker Storage/Room |  | Excellent | 541.85 | NO
West End Health Precinct_WE02-AHMS - Adelaide Health and Medical Sciences_Tenth Floor_10.16 _ Infect Cont. | WE-WE02-10-10.16 | WE02-10-10.16-Infect Cont. | West End Health Precinct | WE | WE02 | AHMS - Adelaide Health and Medical Sciences | 10 | Tenth Floor | 10.16 | 99105 | State - SAHealth - Adelaide Dental Hospital | 859 | Infrastructure | 11.28 | Infect Cont. | 3 | Specialist Teaching or Research Space Group | 314 | Clinical Areas Teaching Space - Undergraduate/Postgraduate |  | Excellent | 3,739.88 | NO
West End Health Precinct_WE02-AHMS - Adelaide Health and Medical Sciences_Tenth Floor_10.17 _ Consult | WE-WE02-10-10.17 | WE02-10-10.17-Consult | West End Health Precinct | WE | WE02 | AHMS - Adelaide Health and Medical Sciences | 10 | Tenth Floor | 10.17 | 99105 | State - SAHealth - Adelaide Dental Hospital | 859 | Infrastructure | 11.1 | Consult | 3 | Specialist Teaching or Research Space Group | 314 | Clinical Areas Teaching Space - Undergraduate/Postgraduate |  | Excellent | 3,680.21 | NO
West End Health Precinct_WE02-AHMS - Adelaide Health and Medical Sciences_Tenth Floor_10.18 _ Circ. 02 | WE-WE02-10-10.18 | WE02-10-10.18-Circ. 02 | West End Health Precinct | WE | WE02 | AHMS - Adelaide Health and Medical Sciences | 10 | Tenth Floor | 10.18 | 99105 | State - SAHealth - Adelaide Dental Hospital | 859 | Infrastructure | 46.61 | Circ. 02 | 8 | Non Useable Floor Area Space Group | 805 | Non-usable - Circulation space |  | Excellent | 0.00 | NO
West End Health Precinct_WE02-AHMS - Adelaide Health and Medical Sciences_Tenth Floor_10.19 _ BME | WE-WE02-10-10.19 | WE02-10-10.19-BME | West End Health Precinct | WE | WE02 | AHMS - Adelaide Health and Medical Sciences | 10 | Tenth Floor | 10.19 | 99105 | State - SAHealth - Adelaide Dental Hospital | 859 | Infrastructure | 58.87 | BME | 3 | Specialist Teaching or Research Space Group | 314 | Clinical Areas Teaching Space - Undergraduate/Postgraduate |  | Excellent | 19,518.35 | NO
West End Health Precinct_WE02-AHMS - Adelaide Health and Medical Sciences_Tenth Floor_10.20 _ Plantroom | WE-WE02-10-10.20 | WE02-10-10.20-Plantroom | West End Health Precinct | WE | WE02 | AHMS - Adelaide Health and Medical Sciences | 10 | Tenth Floor | 10.20 | 99105 | State - SAHealth - Adelaide Dental Hospital | 859 | Infrastructure | 41.05 | Plantroom | 8 | Non Useable Floor Area Space Group | 811 | Non-usable - Plant room other |  | Excellent | 0.00 | NO
West End Health Precinct_WE02-AHMS - Adelaide Health and Medical Sciences_Tenth Floor_10.21 _ DB - Elec | WE-WE02-10-10.21 | WE02-10-10.21-DB - Elec | West End Health Precinct | WE | WE02 | AHMS - Adelaide Health and Medical Sciences | 10 | Tenth Floor | 10.21 | 99105 | State - SAHealth - Adelaide Dental Hospital | 859 | Infrastructure | 1.87 | DB - Elec | 8 | Non Useable Floor Area Space Group | 815 | Non-usable - Switch room |  | Excellent | 0.00 | NO
West End Health Precinct_WE02-AHMS - Adelaide Health and Medical Sciences_Tenth Floor_10.22 _ Circ. 03 | WE-WE02-10-10.22 | WE02-10-10.22-Circ. 03 | West End Health Precinct | WE | WE02 | AHMS - Adelaide Health and Medical Sciences | 10 | Tenth Floor | 10.22 | 99105 | State - SAHealth - Adelaide Dental Hospital | 859 | Infrastructure | 15.44 | Circ. 03 | 8 | Non Useable Floor Area Space Group | 805 | Non-usable - Circulation space |  | Excellent | 0.00 | NO
West End Health Precinct_WE02-AHMS - Adelaide Health and Medical Sciences_Tenth Floor_10.22A _ Lockers | WE-WE02-10-10.22A | WE02-10-10.22A-Lockers | West End Health Precinct | WE | WE02 | AHMS - Adelaide Health and Medical Sciences | 10 | Tenth Floor | 10.22A | 99105 | State - SAHealth - Adelaide Dental Hospital | 859 | Infrastructure | 0.61 | Lockers | 4 | Ancillary Area Space Group | 416 | Ancillary Area - Locker Storage/Room |  | Excellent | 133.82 | NO
West End Health Precinct_WE02-AHMS - Adelaide Health and Medical Sciences_Tenth Floor_10.22B _ Lockers | WE-WE02-10-10.22B | WE02-10-10.22B-Lockers | West End Health Precinct | WE | WE02 | AHMS - Adelaide Health and Medical Sciences | 10 | Tenth Floor | 10.22B | 99105 | State - SAHealth - Adelaide Dental Hospital | 859 | Infrastructure | 0.61 | Lockers | 4 | Ancillary Area Space Group | 416 | Ancillary Area - Locker Storage/Room |  | Excellent | 133.82 | NO
West End Health Precinct_WE02-AHMS - Adelaide Health and Medical Sciences_Tenth Floor_10.24 _ A/L | WE-WE02-10-10.24 | WE02-10-10.24-A/L | West End Health Precinct | WE | WE02 | AHMS - Adelaide Health and Medical Sciences | 10 | Tenth Floor | 10.24 | 99105 | State - SAHealth - Adelaide Dental Hospital | 859 | Infrastructure | 7.95 | A/L | 8 | Non Useable Floor Area Space Group | 805 | Non-usable - Circulation space |  | Excellent | 0.00 | NO
West End Health Precinct_WE02-AHMS - Adelaide Health and Medical Sciences_Tenth Floor_10.25 _ Staff Room 01 | WE-WE02-10-10.25 | WE02-10-10.25-Staff Room 01 | West End Health Precinct | WE | WE02 | AHMS - Adelaide Health and Medical Sciences | 10 | Tenth Floor | 10.25 | 99105 | State - SAHealth - Adelaide Dental Hospital | 859 | Infrastructure | 51.36 | Staff Room 01 | 6 | General Facility Space Group | 605 | General Facility - Common Room Staff access |  | Excellent | 14,339.71 | NO
West End Health Precinct_WE02-AHMS - Adelaide Health and Medical Sciences_Tenth Floor_10.25A _ Lockers | WE-WE02-10-10.25A | WE02-10-10.25A-Lockers | West End Health Precinct | WE | WE02 | AHMS - Adelaide Health and Medical Sciences | 10 | Tenth Floor | 10.25A | 99105 | State - SAHealth - Adelaide Dental Hospital | 859 | Infrastructure | 3.3 | Lockers | 4 | Ancillary Area Space Group | 416 | Ancillary Area - Locker Storage/Room |  | Excellent | 723.93 | NO
West End Health Precinct_WE02-AHMS - Adelaide Health and Medical Sciences_Tenth Floor_10.26 _ Staff Room 02 | WE-WE02-10-10.26 | WE02-10-10.26-Staff Room 02 | West End Health Precinct | WE | WE02 | AHMS - Adelaide Health and Medical Sciences | 10 | Tenth Floor | 10.26 | 99105 | State - SAHealth - Adelaide Dental Hospital | 859 | Infrastructure | 56.08 | Staff Room 02 | 6 | General Facility Space Group | 605 | General Facility - Common Room Staff access |  | Excellent | 15,657.54 | NO
West End Health Precinct_WE02-AHMS - Adelaide Health and Medical Sciences_Tenth Floor_10.27 _ Receiving Area | WE-WE02-10-10.27 | WE02-10-10.27-Receiving Area | West End Health Precinct | WE | WE02 | AHMS - Adelaide Health and Medical Sciences | 10 | Tenth Floor | 10.27 | 99105 | State - SAHealth - Adelaide Dental Hospital | 859 | Infrastructure | 24.79 | Receiving Area | 3 | Specialist Teaching or Research Space Group | 314 | Clinical Areas Teaching Space - Undergraduate/Postgraduate |  | Excellent | 8,219.13 | NO
West End Health Precinct_WE02-AHMS - Adelaide Health and Medical Sciences_Tenth Floor_10.28 _ Office | WE-WE02-10-10.28 | WE02-10-10.28-Office | West End Health Precinct | WE | WE02 | AHMS - Adelaide Health and Medical Sciences | 10 | Tenth Floor | 10.28 | 99105 | State - SAHealth - Adelaide Dental Hospital | 859 | Infrastructure | 9.59 | Office | 1 | Office Space Group | 100 | Office - Specific type not defined |  | Excellent | 2,390.65 | NO
West End Health Precinct_WE02-AHMS - Adelaide Health and Medical Sciences_Tenth Floor_10.29 _ Cleaning/ Decontamination | WE-WE02-10-10.29 | WE02-10-10.29-Cleaning/ Decontamination | West End Health Precinct | WE | WE02 | AHMS - Adelaide Health and Medical Sciences | 10 | Tenth Floor | 10.29 | 99105 | State - SAHealth - Adelaide Dental Hospital | 859 | Infrastructure | 21.45 | Cleaning/ Decontamination | 3 | Specialist Teaching or Research Space Group | 314 | Clinical Areas Teaching Space - Undergraduate/Postgraduate |  | Excellent | 7,111.75 | NO
West End Health Precinct_WE02-AHMS - Adelaide Health and Medical Sciences_Tenth Floor_10.30 _ Store | WE-WE02-10-10.30 | WE02-10-10.30-Store | West End Health Precinct | WE | WE02 | AHMS - Adelaide Health and Medical Sciences | 10 | Tenth Floor | 10.30 | 99105 | State - SAHealth - Adelaide Dental Hospital | 859 | Infrastructure | 13.56 | Store | 4 | Ancillary Area Space Group | 419 | Ancillary Area - Store Room - Generic |  | Excellent | 2,974.68 | NO
West End Health Precinct_WE02-AHMS - Adelaide Health and Medical Sciences_Tenth Floor_10.31 _ Packing/ Clean | WE-WE02-10-10.31 | WE02-10-10.31-Packing/ Clean | West End Health Precinct | WE | WE02 | AHMS - Adelaide Health and Medical Sciences | 10 | Tenth Floor | 10.31 | 99105 | State - SAHealth - Adelaide Dental Hospital | 859 | Infrastructure | 44.88 | Packing/ Clean | 3 | Specialist Teaching or Research Space Group | 314 | Clinical Areas Teaching Space - Undergraduate/Postgraduate |  | Excellent | 14,879.97 | NO
West End Health Precinct_WE02-AHMS - Adelaide Health and Medical Sciences_Tenth Floor_10.32 _ Steam Sterilisers | WE-WE02-10-10.32 | WE02-10-10.32-Steam Sterilisers | West End Health Precinct | WE | WE02 | AHMS - Adelaide Health and Medical Sciences | 10 | Tenth Floor | 10.32 | 99105 | State - SAHealth - Adelaide Dental Hospital | 859 | Infrastructure | 36.64 | Steam Sterilisers | 3 | Specialist Teaching or Research Space Group | 314 | Clinical Areas Teaching Space - Undergraduate/Postgraduate |  | Excellent | 12,147.99 | NO
West End Health Precinct_WE02-AHMS - Adelaide Health and Medical Sciences_Tenth Floor_10.33 _ Unload & Cooling | WE-WE02-10-10.33 | WE02-10-10.33-Unload & Cooling | West End Health Precinct | WE | WE02 | AHMS - Adelaide Health and Medical Sciences | 10 | Tenth Floor | 10.33 | 99105 | State - SAHealth - Adelaide Dental Hospital | 859 | Infrastructure | 41.54 | Unload & Cooling | 3 | Specialist Teaching or Research Space Group | 314 | Clinical Areas Teaching Space - Undergraduate/Postgraduate |  | Excellent | 13,772.59 | NO
West End Health Precinct_WE02-AHMS - Adelaide Health and Medical Sciences_Tenth Floor_10.34 _ Sterile Store | WE-WE02-10-10.34 | WE02-10-10.34-Sterile Store | West End Health Precinct | WE | WE02 | AHMS - Adelaide Health and Medical Sciences | 10 | Tenth Floor | 10.34 | 99105 | State - SAHealth - Adelaide Dental Hospital | 859 | Infrastructure | 11.82 | Sterile Store | 3 | Specialist Teaching or Research Space Group | 314 | Clinical Areas Teaching Space - Undergraduate/Postgraduate |  | Excellent | 3,918.92 | NO
West End Health Precinct_WE02-AHMS - Adelaide Health and Medical Sciences_Tenth Floor_10.36 _ DB | WE-WE02-10-10.36 | WE02-10-10.36-DB | West End Health Precinct | WE | WE02 | AHMS - Adelaide Health and Medical Sciences | 10 | Tenth Floor | 10.36 | 99105 | State - SAHealth - Adelaide Dental Hospital | 859 | Infrastructure | 30.71 | DB | 8 | Non Useable Floor Area Space Group | 815 | Non-usable - Switch room |  | Excellent | 0.00 | NO
West End Health Precinct_WE02-AHMS - Adelaide Health and Medical Sciences_Tenth Floor_10.37 _ Acrylic | WE-WE02-10-10.37 | WE02-10-10.37-Acrylic | West End Health Precinct | WE | WE02 | AHMS - Adelaide Health and Medical Sciences | 10 | Tenth Floor | 10.37 | 99105 | State - SAHealth - Adelaide Dental Hospital | 859 | Infrastructure | 24.63 | Acrylic | 3 | Specialist Teaching or Research Space Group | 314 | Clinical Areas Teaching Space - Undergraduate/Postgraduate |  | Excellent | 8,166.08 | NO
West End Health Precinct_WE02-AHMS - Adelaide Health and Medical Sciences_Tenth Floor_10.38 _ Plaster | WE-WE02-10-10.38 | WE02-10-10.38-Plaster | West End Health Precinct | WE | WE02 | AHMS - Adelaide Health and Medical Sciences | 10 | Tenth Floor | 10.38 | 99105 | State - SAHealth - Adelaide Dental Hospital | 859 | Infrastructure | 35.05 | Plaster | 3 | Specialist Teaching or Research Space Group | 314 | Clinical Areas Teaching Space - Undergraduate/Postgraduate |  | Excellent | 11,620.83 | NO
West End Health Precinct_WE02-AHMS - Adelaide Health and Medical Sciences_Tenth Floor_10.39 _ Circ. | WE-WE02-10-10.39 | WE02-10-10.39-Circ. | West End Health Precinct | WE | WE02 | AHMS - Adelaide Health and Medical Sciences | 10 | Tenth Floor | 10.39 | 99105 | State - SAHealth - Adelaide Dental Hospital | 859 | Infrastructure | 5.1 | Circ. | 8 | Non Useable Floor Area Space Group | 805 | Non-usable - Circulation space |  | Excellent | 0.00 | NO
West End Health Precinct_WE02-AHMS - Adelaide Health and Medical Sciences_Tenth Floor_10.40 _ Polishing | WE-WE02-10-10.40 | WE02-10-10.40-Polishing | West End Health Precinct | WE | WE02 | AHMS - Adelaide Health and Medical Sciences | 10 | Tenth Floor | 10.40 | 99105 | State - SAHealth - Adelaide Dental Hospital | 859 | Infrastructure | 31.02 | Polishing | 3 | Specialist Teaching or Research Space Group | 314 | Clinical Areas Teaching Space - Undergraduate/Postgraduate |  | Excellent | 10,284.68 | NO
West End Health Precinct_WE02-AHMS - Adelaide Health and Medical Sciences_Tenth Floor_10.41 _ Technical Workspace | WE-WE02-10-10.41 | WE02-10-10.41-Technical Workspace | West End Health Precinct | WE | WE02 | AHMS - Adelaide Health and Medical Sciences | 10 | Tenth Floor | 10.41 | 99105 | State - SAHealth - Adelaide Dental Hospital | 859 | Infrastructure | 148.21 | Technical Workspace | 3 | Specialist Teaching or Research Space Group | 314 | Clinical Areas Teaching Space - Undergraduate/Postgraduate |  | Excellent | 49,139.03 | NO
West End Health Precinct_WE02-AHMS - Adelaide Health and Medical Sciences_Tenth Floor_10.42 _ Circ. | WE-WE02-10-10.42 | WE02-10-10.42-Circ. | West End Health Precinct | WE | WE02 | AHMS - Adelaide Health and Medical Sciences | 10 | Tenth Floor | 10.42 | 99105 | State - SAHealth - Adelaide Dental Hospital | 859 | Infrastructure | 7.2 | Circ. | 8 | Non Useable Floor Area Space Group | 805 | Non-usable - Circulation space |  | Excellent | 0.00 | NO
West End Health Precinct_WE02-AHMS - Adelaide Health and Medical Sciences_Tenth Floor_10.43 _ Parenting Room | WE-WE02-10-10.43 | WE02-10-10.43-Parenting Room | West End Health Precinct | WE | WE02 | AHMS - Adelaide Health and Medical Sciences | 10 | Tenth Floor | 10.43 | 99105 | State - SAHealth - Adelaide Dental Hospital | 859 | Infrastructure | 7.12 | Parenting Room | 6 | General Facility Space Group | 625 | General Facility - Parent Room |  | Excellent | 1,987.90 | NO
West End Health Precinct_WE02-AHMS - Adelaide Health and Medical Sciences_Tenth Floor_10.44 _ Corr. | WE-WE02-10-10.44 | WE02-10-10.44-Corr. | West End Health Precinct | WE | WE02 | AHMS - Adelaide Health and Medical Sciences | 10 | Tenth Floor | 10.44 | 99105 | State - SAHealth - Adelaide Dental Hospital | 859 | Infrastructure | 29.22 | Corr. | 8 | Non Useable Floor Area Space Group | 805 | Non-usable - Circulation space |  | Excellent | 0.00 | NO
West End Health Precinct_WE02-AHMS - Adelaide Health and Medical Sciences_Tenth Floor_10.46 _ Quiet Room | WE-WE02-10-10.46 | WE02-10-10.46-Quiet Room | West End Health Precinct | WE | WE02 | AHMS - Adelaide Health and Medical Sciences | 10 | Tenth Floor | 10.46 | 99105 | State - SAHealth - Adelaide Dental Hospital | 859 | Infrastructure | 4.5 | Quiet Room | 1 | Office Space Group | 119 | Informal Work Space |  | Excellent | 1,121.79 | NO
West End Health Precinct_WE02-AHMS - Adelaide Health and Medical Sciences_Tenth Floor_10.47 _ Quiet Room | WE-WE02-10-10.47 | WE02-10-10.47-Quiet Room | West End Health Precinct | WE | WE02 | AHMS - Adelaide Health and Medical Sciences | 10 | Tenth Floor | 10.47 | 99105 | State - SAHealth - Adelaide Dental Hospital | 859 | Infrastructure | 4.5 | Quiet Room | 1 | Office Space Group | 119 | Informal Work Space |  | Excellent | 1,121.79 | NO
West End Health Precinct_WE02-AHMS - Adelaide Health and Medical Sciences_Tenth Floor_10.48 _ Meeting | WE-WE02-10-10.48 | WE02-10-10.48-Meeting | West End Health Precinct | WE | WE02 | AHMS - Adelaide Health and Medical Sciences | 10 | Tenth Floor | 10.48 | 99105 | State - SAHealth - Adelaide Dental Hospital | 859 | Infrastructure | 22.96 | Meeting | 6 | General Facility Space Group | 601 | General Facility - Committee/Conference/Meeting room |  | Excellent | 6,410.43 | NO
West End Health Precinct_WE02-AHMS - Adelaide Health and Medical Sciences_Tenth Floor_10.49 _ Office - Open Plan - Hot Desks | WE-WE02-10-10.49 | WE02-10-10.49-Office - Open Plan - Hot Desks | West End Health Precinct | WE | WE02 | AHMS - Adelaide Health and Medical Sciences | 10 | Tenth Floor | 10.49 | 99105 | State - SAHealth - Adelaide Dental Hospital | 859 | Infrastructure | 33.58 | Office - Open Plan - Hot Desks | 1 | Office Space Group | 117 | Open Plan - Hot Desk |  | Excellent | 8,371.02 | NO
West End Health Precinct_WE02-AHMS - Adelaide Health and Medical Sciences_Tenth Floor_10.49.01 _ Workstation - Hot Desk | WE-WE02-10-10.49.01 | WE02-10-10.49.01-Workstation - Hot Desk | West End Health Precinct | WE | WE02 | AHMS - Adelaide Health and Medical Sciences | 10 | Tenth Floor | 10.49.01 | 99105 | State - SAHealth - Adelaide Dental Hospital | 859 | Infrastructure | 2.4 | Workstation - Hot Desk | 1 | Office Space Group | 117 | Open Plan - Hot Desk |  | Excellent | 598.29 | NO
West End Health Precinct_WE02-AHMS - Adelaide Health and Medical Sciences_Tenth Floor_10.49.02 _ Workstation - Hot Desk | WE-WE02-10-10.49.02 | WE02-10-10.49.02-Workstation - Hot Desk | West End Health Precinct | WE | WE02 | AHMS - Adelaide Health and Medical Sciences | 10 | Tenth Floor | 10.49.02 | 99105 | State - SAHealth - Adelaide Dental Hospital | 859 | Infrastructure | 2.4 | Workstation - Hot Desk | 1 | Office Space Group | 117 | Open Plan - Hot Desk |  | Excellent | 598.29 | NO
West End Health Precinct_WE02-AHMS - Adelaide Health and Medical Sciences_Tenth Floor_10.49.03 _ Workstation - Hot Desk | WE-WE02-10-10.49.03 | WE02-10-10.49.03-Workstation - Hot Desk | West End Health Precinct | WE | WE02 | AHMS - Adelaide Health and Medical Sciences | 10 | Tenth Floor | 10.49.03 | 99105 | State - SAHealth - Adelaide Dental Hospital | 859 | Infrastructure | 2.4 | Workstation - Hot Desk | 1 | Office Space Group | 117 | Open Plan - Hot Desk |  | Excellent | 598.29 | NO
West End Health Precinct_WE02-AHMS - Adelaide Health and Medical Sciences_Tenth Floor_10.49.04 _ Workstation - Hot Desk | WE-WE02-10-10.49.04 | WE02-10-10.49.04-Workstation - Hot Desk | West End Health Precinct | WE | WE02 | AHMS - Adelaide Health and Medical Sciences | 10 | Tenth Floor | 10.49.04 | 99105 | State - SAHealth - Adelaide Dental Hospital | 859 | Infrastructure | 2.4 | Workstation - Hot Desk | 1 | Office Space Group | 117 | Open Plan - Hot Desk |  | Excellent | 598.29 | NO
West End Health Precinct_WE02-AHMS - Adelaide Health and Medical Sciences_Tenth Floor_10.49.05 _ Workstation - Hot Desk | WE-WE02-10-10.49.05 | WE02-10-10.49.05-Workstation - Hot Desk | West End Health Precinct | WE | WE02 | AHMS - Adelaide Health and Medical Sciences | 10 | Tenth Floor | 10.49.05 | 99105 | State - SAHealth - Adelaide Dental Hospital | 859 | Infrastructure | 2.4 | Workstation - Hot Desk | 1 | Office Space Group | 117 | Open Plan - Hot Desk |  | Excellent | 598.29 | NO
West End Health Precinct_WE02-AHMS - Adelaide Health and Medical Sciences_Tenth Floor_10.49.06 _ Workstation - Hot Desk | WE-WE02-10-10.49.06 | WE02-10-10.49.06-Workstation - Hot Desk | West End Health Precinct | WE | WE02 | AHMS - Adelaide Health and Medical Sciences | 10 | Tenth Floor | 10.49.06 | 99105 | State - SAHealth - Adelaide Dental Hospital | 859 | Infrastructure | 2.4 | Workstation - Hot Desk | 1 | Office Space Group | 117 | Open Plan - Hot Desk |  | Excellent | 598.29 | NO
West End Health Precinct_WE02-AHMS - Adelaide Health and Medical Sciences_Tenth Floor_10.49.07 _ Workstation - Hot Desk | WE-WE02-10-10.49.07 | WE02-10-10.49.07-Workstation - Hot Desk | West End Health Precinct | WE | WE02 | AHMS - Adelaide Health and Medical Sciences | 10 | Tenth Floor | 10.49.07 | 99105 | State - SAHealth - Adelaide Dental Hospital | 859 | Infrastructure | 2.4 | Workstation - Hot Desk | 1 | Office Space Group | 117 | Open Plan - Hot Desk |  | Excellent | 598.29 | NO
West End Health Precinct_WE02-AHMS - Adelaide Health and Medical Sciences_Tenth Floor_10.49.08 _ Workstation - Hot Desk | WE-WE02-10-10.49.08 | WE02-10-10.49.08-Workstation - Hot Desk | West End Health Precinct | WE | WE02 | AHMS - Adelaide Health and Medical Sciences | 10 | Tenth Floor | 10.49.08 | 99105 | State - SAHealth - Adelaide Dental Hospital | 859 | Infrastructure | 2.4 | Workstation - Hot Desk | 1 | Office Space Group | 117 | Open Plan - Hot Desk |  | Excellent | 598.29 | NO
West End Health Precinct_WE02-AHMS - Adelaide Health and Medical Sciences_Tenth Floor_10.49.09 _ Workstation - Hot Desk | WE-WE02-10-10.49.09 | WE02-10-10.49.09-Workstation - Hot Desk | West End Health Precinct | WE | WE02 | AHMS - Adelaide Health and Medical Sciences | 10 | Tenth Floor | 10.49.09 | 99105 | State - SAHealth - Adelaide Dental Hospital | 859 | Infrastructure | 2.4 | Workstation - Hot Desk | 1 | Office Space Group | 117 | Open Plan - Hot Desk |  | Excellent | 598.29 | NO
West End Health Precinct_WE02-AHMS - Adelaide Health and Medical Sciences_Tenth Floor_10.49.10 _ Workstation - Hot Desk | WE-WE02-10-10.49.10 | WE02-10-10.49.10-Workstation - Hot Desk | West End Health Precinct | WE | WE02 | AHMS - Adelaide Health and Medical Sciences | 10 | Tenth Floor | 10.49.10 | 99105 | State - SAHealth - Adelaide Dental Hospital | 859 | Infrastructure | 2.4 | Workstation - Hot Desk | 1 | Office Space Group | 117 | Open Plan - Hot Desk |  | Excellent | 598.29 | NO
West End Health Precinct_WE02-AHMS - Adelaide Health and Medical Sciences_Tenth Floor_10.49.11 _ Workstation - Hot Desk | WE-WE02-10-10.49.11 | WE02-10-10.49.11-Workstation - Hot Desk | West End Health Precinct | WE | WE02 | AHMS - Adelaide Health and Medical Sciences | 10 | Tenth Floor | 10.49.11 | 99105 | State - SAHealth - Adelaide Dental Hospital | 859 | Infrastructure | 2.4 | Workstation - Hot Desk | 1 | Office Space Group | 117 | Open Plan - Hot Desk |  | Excellent | 598.29 | NO
West End Health Precinct_WE02-AHMS - Adelaide Health and Medical Sciences_Tenth Floor_10.49.12 _ Workstation - Hot Desk | WE-WE02-10-10.49.12 | WE02-10-10.49.12-Workstation - Hot Desk | West End Health Precinct | WE | WE02 | AHMS - Adelaide Health and Medical Sciences | 10 | Tenth Floor | 10.49.12 | 99105 | State - SAHealth - Adelaide Dental Hospital | 859 | Infrastructure | 2.4 | Workstation - Hot Desk | 1 | Office Space Group | 117 | Open Plan - Hot Desk |  | Excellent | 598.29 | NO
West End Health Precinct_WE02-AHMS - Adelaide Health and Medical Sciences_Tenth Floor_10.49.13 _ Workstation - Hot Desk | WE-WE02-10-10.49.13 | WE02-10-10.49.13-Workstation - Hot Desk | West End Health Precinct | WE | WE02 | AHMS - Adelaide Health and Medical Sciences | 10 | Tenth Floor | 10.49.13 | 99105 | State - SAHealth - Adelaide Dental Hospital | 859 | Infrastructure | 2.4 | Workstation - Hot Desk | 1 | Office Space Group | 117 | Open Plan - Hot Desk |  | Excellent | 598.29 | NO
West End Health Precinct_WE02-AHMS - Adelaide Health and Medical Sciences_Tenth Floor_10.49.14 _ Workstation - Hot Desk | WE-WE02-10-10.49.14 | WE02-10-10.49.14-Workstation - Hot Desk | West End Health Precinct | WE | WE02 | AHMS - Adelaide Health and Medical Sciences | 10 | Tenth Floor | 10.49.14 | 99105 | State - SAHealth - Adelaide Dental Hospital | 859 | Infrastructure | 2.4 | Workstation - Hot Desk | 1 | Office Space Group | 117 | Open Plan - Hot Desk |  | Excellent | 598.29 | NO
West End Health Precinct_WE02-AHMS - Adelaide Health and Medical Sciences_Tenth Floor_10.49.15 _ Workstation - Hot Desk | WE-WE02-10-10.49.15 | WE02-10-10.49.15-Workstation - Hot Desk | West End Health Precinct | WE | WE02 | AHMS - Adelaide Health and Medical Sciences | 10 | Tenth Floor | 10.49.15 | 99105 | State - SAHealth - Adelaide Dental Hospital | 859 | Infrastructure | 2.4 | Workstation - Hot Desk | 1 | Office Space Group | 117 | Open Plan - Hot Desk |  | Excellent | 598.29 | NO
West End Health Precinct_WE02-AHMS - Adelaide Health and Medical Sciences_Tenth Floor_10.49.16 _ Workstation - Hot Desk | WE-WE02-10-10.49.16 | WE02-10-10.49.16-Workstation - Hot Desk | West End Health Precinct | WE | WE02 | AHMS - Adelaide Health and Medical Sciences | 10 | Tenth Floor | 10.49.16 | 99105 | State - SAHealth - Adelaide Dental Hospital | 859 | Infrastructure | 2.4 | Workstation - Hot Desk | 1 | Office Space Group | 117 | Open Plan - Hot Desk |  | Excellent | 598.29 | NO
West End Health Precinct_WE02-AHMS - Adelaide Health and Medical Sciences_Tenth Floor_10.49.17 _ Workstation - Hot Desk | WE-WE02-10-10.49.17 | WE02-10-10.49.17-Workstation - Hot Desk | West End Health Precinct | WE | WE02 | AHMS - Adelaide Health and Medical Sciences | 10 | Tenth Floor | 10.49.17 | 99105 | State - SAHealth - Adelaide Dental Hospital | 859 | Infrastructure | 2.4 | Workstation - Hot Desk | 1 | Office Space Group | 117 | Open Plan - Hot Desk |  | Excellent | 598.29 | NO
West End Health Precinct_WE02-AHMS - Adelaide Health and Medical Sciences_Tenth Floor_10.49.18 _ Workstation - Hot Desk | WE-WE02-10-10.49.18 | WE02-10-10.49.18-Workstation - Hot Desk | West End Health Precinct | WE | WE02 | AHMS - Adelaide Health and Medical Sciences | 10 | Tenth Floor | 10.49.18 | 99105 | State - SAHealth - Adelaide Dental Hospital | 859 | Infrastructure | 2.4 | Workstation - Hot Desk | 1 | Office Space Group | 117 | Open Plan - Hot Desk |  | Excellent | 598.29 | NO
West End Health Precinct_WE02-AHMS - Adelaide Health and Medical Sciences_Tenth Floor_10.49.19 _ Workstation - Hot Desk | WE-WE02-10-10.49.19 | WE02-10-10.49.19-Workstation - Hot Desk | West End Health Precinct | WE | WE02 | AHMS - Adelaide Health and Medical Sciences | 10 | Tenth Floor | 10.49.19 | 99105 | State - SAHealth - Adelaide Dental Hospital | 859 | Infrastructure | 2.4 | Workstation - Hot Desk | 1 | Office Space Group | 117 | Open Plan - Hot Desk |  | Excellent | 598.29 | NO
West End Health Precinct_WE02-AHMS - Adelaide Health and Medical Sciences_Tenth Floor_10.49.20 _ Workstation - Hot Desk | WE-WE02-10-10.49.20 | WE02-10-10.49.20-Workstation - Hot Desk | West End Health Precinct | WE | WE02 | AHMS - Adelaide Health and Medical Sciences | 10 | Tenth Floor | 10.49.20 | 99105 | State - SAHealth - Adelaide Dental Hospital | 859 | Infrastructure | 2.29 | Workstation - Hot Desk | 1 | Office Space Group | 117 | Open Plan - Hot Desk |  | Excellent | 570.86 | NO
West End Health Precinct_WE02-AHMS - Adelaide Health and Medical Sciences_Tenth Floor_10.49.21 _ Workstation - Hot Desk | WE-WE02-10-10.49.21 | WE02-10-10.49.21-Workstation - Hot Desk | West End Health Precinct | WE | WE02 | AHMS - Adelaide Health and Medical Sciences | 10 | Tenth Floor | 10.49.21 | 99105 | State - SAHealth - Adelaide Dental Hospital | 859 | Infrastructure | 2.4 | Workstation - Hot Desk | 1 | Office Space Group | 117 | Open Plan - Hot Desk |  | Excellent |  | NO
West End Health Precinct_WE02-AHMS - Adelaide Health and Medical Sciences_Tenth Floor_10.50 _ Print Hub | WE-WE02-10-10.50 | WE02-10-10.50-Print Hub | West End Health Precinct | WE | WE02 | AHMS - Adelaide Health and Medical Sciences | 10 | Tenth Floor | 10.50 | 99105 | State - SAHealth - Adelaide Dental Hospital | 859 | Infrastructure | 8.36 | Print Hub | 6 | General Facility Space Group | 603 | General Facility - Resource room |  | Excellent | 2,334.11 | NO
West End Health Precinct_WE02-AHMS - Adelaide Health and Medical Sciences_Tenth Floor_10.51 _ Water Dosing | WE-WE02-10-10.51 | WE02-10-10.51-Water Dosing | West End Health Precinct | WE | WE02 | AHMS - Adelaide Health and Medical Sciences | 10 | Tenth Floor | 10.51 | 99105 | State - SAHealth - Adelaide Dental Hospital | 859 | Infrastructure | 1.36 | Water Dosing | 3 | Specialist Teaching or Research Space Group | 314 | Clinical Areas Teaching Space - Undergraduate/Postgraduate |  | Excellent | 450.91 | NO
West End Health Precinct_WE02-AHMS - Adelaide Health and Medical Sciences_Tenth Floor_10001 _ West Edgescape | WE-WE02-10-10001 | WE02-10-10001-West Edgescape | West End Health Precinct | WE | WE02 | AHMS - Adelaide Health and Medical Sciences | 10 | Tenth Floor | 10001 | 99939 | Unusable Spaces | 99939 | Unusable Spaces | 49.71 | West Edgescape | 6 | General Facility Space Group | 604 | General Facility - Common Room General Access |  | Excellent | 13,879.03 | NO
West End Health Precinct_WE02-AHMS - Adelaide Health and Medical Sciences_Tenth Floor_10002 _ Plantroom - West | WE-WE02-10-10002 | WE02-10-10002-Plantroom - West | West End Health Precinct | WE | WE02 | AHMS - Adelaide Health and Medical Sciences | 10 | Tenth Floor | 10002 | 99939 | Unusable Spaces | 99939 | Unusable Spaces | 51.91 | Plantroom - West | 8 | Non Useable Floor Area Space Group | 810 | Non-usable - Mechanical plant room |  | Excellent | 0.00 | NO
West End Health Precinct_WE02-AHMS - Adelaide Health and Medical Sciences_Tenth Floor_10003 _ A/L | WE-WE02-10-10003 | WE02-10-10003-A/L | West End Health Precinct | WE | WE02 | AHMS - Adelaide Health and Medical Sciences | 10 | Tenth Floor | 10003 | 99939 | Unusable Spaces | 99939 | Unusable Spaces | 12.6 | A/L | 8 | Non Useable Floor Area Space Group | 805 | Non-usable - Circulation space |  | Excellent | 0.00 | NO
West End Health Precinct_WE02-AHMS - Adelaide Health and Medical Sciences_Tenth Floor_10007 _ Lift Lobby - West | WE-WE02-10-10007 | WE02-10-10007-Lift Lobby - West | West End Health Precinct | WE | WE02 | AHMS - Adelaide Health and Medical Sciences | 10 | Tenth Floor | 10007 | 99939 | Unusable Spaces | 99939 | Unusable Spaces | 27.34 | Lift Lobby - West | 8 | Non Useable Floor Area Space Group | 805 | Non-usable - Circulation space |  | Excellent | 0.00 | NO
West End Health Precinct_WE02-AHMS - Adelaide Health and Medical Sciences_Tenth Floor_10008 _ Lift Lobby - West | WE-WE02-10-10008 | WE02-10-10008-Lift Lobby - West | West End Health Precinct | WE | WE02 | AHMS - Adelaide Health and Medical Sciences | 10 | Tenth Floor | 10008 | 99939 | Unusable Spaces | 99939 | Unusable Spaces | 4.88 | Lift Lobby - West | 8 | Non Useable Floor Area Space Group | 805 | Non-usable - Circulation space |  | Excellent | 0.00 | NO
West End Health Precinct_WE02-AHMS - Adelaide Health and Medical Sciences_Tenth Floor_10012 _ Hyd | WE-WE02-10-10012 | WE02-10-10012-Hyd | West End Health Precinct | WE | WE02 | AHMS - Adelaide Health and Medical Sciences | 10 | Tenth Floor | 10012 | 99939 | Unusable Spaces | 99939 | Unusable Spaces | 3.5 | Hyd | 8 | Non Useable Floor Area Space Group | 840 | Non-usable - Service riser |  | Excellent | 0.00 | NO
West End Health Precinct_WE02-AHMS - Adelaide Health and Medical Sciences_Tenth Floor_10013 _ WC - F 1 | WE-WE02-10-10013 | WE02-10-10013-WC - F 1 | West End Health Precinct | WE | WE02 | AHMS - Adelaide Health and Medical Sciences | 10 | Tenth Floor | 10013 | 99939 | Unusable Spaces | 99939 | Unusable Spaces | 18.21 | WC - F 1 | 8 | Non Useable Floor Area Space Group | 820 | Non-usable - Toilets/Amenities - Female |  | Excellent | 0.00 | NO
West End Health Precinct_WE02-AHMS - Adelaide Health and Medical Sciences_Tenth Floor_10014 _ WC - F 1 | WE-WE02-10-10014 | WE02-10-10014-WC - F 1 | West End Health Precinct | WE | WE02 | AHMS - Adelaide Health and Medical Sciences | 10 | Tenth Floor | 10014 | 99939 | Unusable Spaces | 99939 | Unusable Spaces | 5.27 | WC - F 1 | 8 | Non Useable Floor Area Space Group | 820 | Non-usable - Toilets/Amenities - Female |  | Excellent | 0.00 | NO
West End Health Precinct_WE02-AHMS - Adelaide Health and Medical Sciences_Tenth Floor_10014A _ WC - Access | WE-WE02-10-10014A | WE02-10-10014A-WC - Access | West End Health Precinct | WE | WE02 | AHMS - Adelaide Health and Medical Sciences | 10 | Tenth Floor | 10014A | 99939 | Unusable Spaces | 99939 | Unusable Spaces | 0.58 | WC - Access | 8 | Non Useable Floor Area Space Group | 818 | Non-usable - Toilets/Amenities - Unisex Accessible |  | Excellent | 0.00 | NO
West End Health Precinct_WE02-AHMS - Adelaide Health and Medical Sciences_Tenth Floor_10015 _ A/L - F 1 | WE-WE02-10-10015 | WE02-10-10015-A/L - F 1 | West End Health Precinct | WE | WE02 | AHMS - Adelaide Health and Medical Sciences | 10 | Tenth Floor | 10015 | 99939 | Unusable Spaces | 99939 | Unusable Spaces | 2.21 | A/L - F 1 | 8 | Non Useable Floor Area Space Group | 820 | Non-usable - Toilets/Amenities - Female |  | Excellent | 0.00 | NO
West End Health Precinct_WE02-AHMS - Adelaide Health and Medical Sciences_Tenth Floor_10016 _ Circ. | WE-WE02-10-10016 | WE02-10-10016-Circ. | West End Health Precinct | WE | WE02 | AHMS - Adelaide Health and Medical Sciences | 10 | Tenth Floor | 10016 | 99939 | Unusable Spaces | 99939 | Unusable Spaces | 11.54 | Circ. | 8 | Non Useable Floor Area Space Group | 805 | Non-usable - Circulation space |  | Excellent | 0.00 | NO
West End Health Precinct_WE02-AHMS - Adelaide Health and Medical Sciences_Tenth Floor_10017 _ Elec | WE-WE02-10-10017 | WE02-10-10017-Elec | West End Health Precinct | WE | WE02 | AHMS - Adelaide Health and Medical Sciences | 10 | Tenth Floor | 10017 | 99939 | Unusable Spaces | 99939 | Unusable Spaces | 2.12 | Elec | 8 | Non Useable Floor Area Space Group | 840 | Non-usable - Service riser |  | Excellent | 0.00 | NO
West End Health Precinct_WE02-AHMS - Adelaide Health and Medical Sciences_Tenth Floor_10018 _ VSR | WE-WE02-10-10018 | WE02-10-10018-VSR | West End Health Precinct | WE | WE02 | AHMS - Adelaide Health and Medical Sciences | 10 | Tenth Floor | 10018 | 99939 | Unusable Spaces | 99939 | Unusable Spaces | 0.66 | VSR | 8 | Non Useable Floor Area Space Group | 840 | Non-usable - Service riser |  | Excellent | 0.00 | NO
West End Health Precinct_WE02-AHMS - Adelaide Health and Medical Sciences_Tenth Floor_10019 _ WC - M 1 | WE-WE02-10-10019 | WE02-10-10019-WC - M 1 | West End Health Precinct | WE | WE02 | AHMS - Adelaide Health and Medical Sciences | 10 | Tenth Floor | 10019 | 99939 | Unusable Spaces | 99939 | Unusable Spaces | 17.8 | WC - M 1 | 8 | Non Useable Floor Area Space Group | 821 | Non-usable - Toilets/Amenities - Male |  | Excellent | 0.00 | NO
West End Health Precinct_WE02-AHMS - Adelaide Health and Medical Sciences_Tenth Floor_10020 _ A/L - M 1 | WE-WE02-10-10020 | WE02-10-10020-A/L - M 1 | West End Health Precinct | WE | WE02 | AHMS - Adelaide Health and Medical Sciences | 10 | Tenth Floor | 10020 | 99939 | Unusable Spaces | 99939 | Unusable Spaces | 2.22 | A/L - M 1 | 8 | Non Useable Floor Area Space Group | 821 | Non-usable - Toilets/Amenities - Male |  | Excellent | 0.00 | NO
West End Health Precinct_WE02-AHMS - Adelaide Health and Medical Sciences_Tenth Floor_10021 _ Cleaner 1 | WE-WE02-10-10021 | WE02-10-10021-Cleaner 1 | West End Health Precinct | WE | WE02 | AHMS - Adelaide Health and Medical Sciences | 10 | Tenth Floor | 10021 | 99939 | Unusable Spaces | 99939 | Unusable Spaces | 1.74 | Cleaner 1 | 8 | Non Useable Floor Area Space Group | 806 | Non-usable - Cleaners room |  | Excellent | 0.00 | NO
West End Health Precinct_WE02-AHMS - Adelaide Health and Medical Sciences_Tenth Floor_10022 _ Comms | WE-WE02-10-10022 | WE02-10-10022-Comms | West End Health Precinct | WE | WE02 | AHMS - Adelaide Health and Medical Sciences | 10 | Tenth Floor | 10022 | 99939 | Unusable Spaces | 99939 | Unusable Spaces | 1.43 | Comms | 8 | Non Useable Floor Area Space Group | 812 | Non-usable - Comms/network system/Telephone/PABX |  | Excellent | 0.00 | NO
West End Health Precinct_WE02-AHMS - Adelaide Health and Medical Sciences_Tenth Floor_10024 _ VSR | WE-WE02-10-10024 | WE02-10-10024-VSR | West End Health Precinct | WE | WE02 | AHMS - Adelaide Health and Medical Sciences | 10 | Tenth Floor | 10024 | 99939 | Unusable Spaces | 99939 | Unusable Spaces | 1.37 | VSR | 8 | Non Useable Floor Area Space Group | 840 | Non-usable - Service riser |  | Excellent | 0.00 | NO
West End Health Precinct_WE02-AHMS - Adelaide Health and Medical Sciences_Tenth Floor_10025 _ Fire | WE-WE02-10-10025 | WE02-10-10025-Fire | West End Health Precinct | WE | WE02 | AHMS - Adelaide Health and Medical Sciences | 10 | Tenth Floor | 10025 | 99939 | Unusable Spaces | 99939 | Unusable Spaces | 0.47 | Fire | 8 | Non Useable Floor Area Space Group | 840 | Non-usable - Service riser |  | Excellent | 0.00 | NO
West End Health Precinct_WE02-AHMS - Adelaide Health and Medical Sciences_Tenth Floor_10026 _ FH | WE-WE02-10-10026 | WE02-10-10026-FH | West End Health Precinct | WE | WE02 | AHMS - Adelaide Health and Medical Sciences | 10 | Tenth Floor | 10026 | 99939 | Unusable Spaces | 99939 | Unusable Spaces | 0.48 | FH | 8 | Non Useable Floor Area Space Group | 840 | Non-usable - Service riser |  | Excellent | 0.00 | NO
West End Health Precinct_WE02-AHMS - Adelaide Health and Medical Sciences_Tenth Floor_10027 _ Stair - Pressurisation | WE-WE02-10-10027 | WE02-10-10027-Stair - Pressurisation | West End Health Precinct | WE | WE02 | AHMS - Adelaide Health and Medical Sciences | 10 | Tenth Floor | 10027 | 99939 | Unusable Spaces | 99939 | Unusable Spaces | 2.76 | Stair - Pressurisation | 8 | Non Useable Floor Area Space Group | 840 | Non-usable - Service riser |  | Excellent | 0.00 | NO
West End Health Precinct_WE02-AHMS - Adelaide Health and Medical Sciences_Tenth Floor_10028 _ Stair - West | WE-WE02-10-10028 | WE02-10-10028-Stair - West | West End Health Precinct | WE | WE02 | AHMS - Adelaide Health and Medical Sciences | 10 | Tenth Floor | 10028 | 99939 | Unusable Spaces | 99939 | Unusable Spaces | 32.14 | Stair - West | 8 | Non Useable Floor Area Space Group | 805 | Non-usable - Circulation space |  | Excellent | 0.00 | NO
West End Health Precinct_WE02-AHMS - Adelaide Health and Medical Sciences_Tenth Floor_10030 _ Plantroom - East | WE-WE02-10-10030 | WE02-10-10030-Plantroom - East | West End Health Precinct | WE | WE02 | AHMS - Adelaide Health and Medical Sciences | 10 | Tenth Floor | 10030 | 99939 | Unusable Spaces | 99939 | Unusable Spaces | 46.11 | Plantroom - East | 8 | Non Useable Floor Area Space Group | 810 | Non-usable - Mechanical plant room |  | Excellent | 0.00 | NO
West End Health Precinct_WE02-AHMS - Adelaide Health and Medical Sciences_Tenth Floor_10030A _ VSR | WE-WE02-10-10030A | WE02-10-10030A-VSR | West End Health Precinct | WE | WE02 | AHMS - Adelaide Health and Medical Sciences | 10 | Tenth Floor | 10030A | 99939 | Unusable Spaces | 99939 | Unusable Spaces | 0.56 | VSR | 8 | Non Useable Floor Area Space Group | 840 | Non-usable - Service riser |  | Excellent | 0.00 | NO
West End Health Precinct_WE02-AHMS - Adelaide Health and Medical Sciences_Tenth Floor_10031 _ Gas | WE-WE02-10-10031 | WE02-10-10031-Gas | West End Health Precinct | WE | WE02 | AHMS - Adelaide Health and Medical Sciences | 10 | Tenth Floor | 10031 | 99939 | Unusable Spaces | 99939 | Unusable Spaces | 0.93 | Gas | 8 | Non Useable Floor Area Space Group | 840 | Non-usable - Service riser |  | Excellent | 0.00 | NO
West End Health Precinct_WE02-AHMS - Adelaide Health and Medical Sciences_Tenth Floor_10032 _ Comms | WE-WE02-10-10032 | WE02-10-10032-Comms | West End Health Precinct | WE | WE02 | AHMS - Adelaide Health and Medical Sciences | 10 | Tenth Floor | 10032 | 99939 | Unusable Spaces | 99939 | Unusable Spaces | 0.56 | Comms | 8 | Non Useable Floor Area Space Group | 812 | Non-usable - Comms/network system/Telephone/PABX |  | Excellent | 0.00 | NO
West End Health Precinct_WE02-AHMS - Adelaide Health and Medical Sciences_Tenth Floor_10033 _ Hyd | WE-WE02-10-10033 | WE02-10-10033-Hyd | West End Health Precinct | WE | WE02 | AHMS - Adelaide Health and Medical Sciences | 10 | Tenth Floor | 10033 | 99939 | Unusable Spaces | 99939 | Unusable Spaces | 0.39 | Hyd | 8 | Non Useable Floor Area Space Group | 840 | Non-usable - Service riser |  | Excellent | 0.00 | NO
West End Health Precinct_WE02-AHMS - Adelaide Health and Medical Sciences_Tenth Floor_10034 _ VSR | WE-WE02-10-10034 | WE02-10-10034-VSR | West End Health Precinct | WE | WE02 | AHMS - Adelaide Health and Medical Sciences | 10 | Tenth Floor | 10034 | 99939 | Unusable Spaces | 99939 | Unusable Spaces | 0.37 | VSR | 8 | Non Useable Floor Area Space Group | 840 | Non-usable - Service riser |  | Excellent | 0.00 | NO
West End Health Precinct_WE02-AHMS - Adelaide Health and Medical Sciences_Tenth Floor_10035 _ Elec | WE-WE02-10-10035 | WE02-10-10035-Elec | West End Health Precinct | WE | WE02 | AHMS - Adelaide Health and Medical Sciences | 10 | Tenth Floor | 10035 | 99939 | Unusable Spaces | 99939 | Unusable Spaces | 2.86 | Elec | 8 | Non Useable Floor Area Space Group | 840 | Non-usable - Service riser |  | Excellent | 0.00 | NO
West End Health Precinct_WE02-AHMS - Adelaide Health and Medical Sciences_Tenth Floor_10036 _ Stair - East | WE-WE02-10-10036 | WE02-10-10036-Stair - East | West End Health Precinct | WE | WE02 | AHMS - Adelaide Health and Medical Sciences | 10 | Tenth Floor | 10036 | 99939 | Unusable Spaces | 99939 | Unusable Spaces | 49.33 | Stair - East | 8 | Non Useable Floor Area Space Group | 805 | Non-usable - Circulation space |  | Excellent | 0.00 | NO
West End Health Precinct_WE02-AHMS - Adelaide Health and Medical Sciences_Tenth Floor_10037 _ Stair - Pressurisation | WE-WE02-10-10037 | WE02-10-10037-Stair - Pressurisation | West End Health Precinct | WE | WE02 | AHMS - Adelaide Health and Medical Sciences | 10 | Tenth Floor | 10037 | 99939 | Unusable Spaces | 99939 | Unusable Spaces | 2.02 | Stair - Pressurisation | 8 | Non Useable Floor Area Space Group | 840 | Non-usable - Service riser |  | Excellent | 0.00 | NO
West End Health Precinct_WE02-AHMS - Adelaide Health and Medical Sciences_Tenth Floor_10037A _ VSR | WE-WE02-10-10037A | WE02-10-10037A-VSR | West End Health Precinct | WE | WE02 | AHMS - Adelaide Health and Medical Sciences | 10 | Tenth Floor | 10037A | 99939 | Unusable Spaces | 99939 | Unusable Spaces | 0.42 | VSR | 8 | Non Useable Floor Area Space Group | 840 | Non-usable - Service riser |  | Excellent | 0.00 | NO
West End Health Precinct_WE02-AHMS - Adelaide Health and Medical Sciences_Tenth Floor_10038 _ A/L - F 2 | WE-WE02-10-10038 | WE02-10-10038-A/L - F 2 | West End Health Precinct | WE | WE02 | AHMS - Adelaide Health and Medical Sciences | 10 | Tenth Floor | 10038 | 99939 | Unusable Spaces | 99939 | Unusable Spaces | 6.4 | A/L - F 2 | 8 | Non Useable Floor Area Space Group | 820 | Non-usable - Toilets/Amenities - Female |  | Excellent | 0.00 | NO
West End Health Precinct_WE02-AHMS - Adelaide Health and Medical Sciences_Tenth Floor_10039 _ WC - F 2 | WE-WE02-10-10039 | WE02-10-10039-WC - F 2 | West End Health Precinct | WE | WE02 | AHMS - Adelaide Health and Medical Sciences | 10 | Tenth Floor | 10039 | 99939 | Unusable Spaces | 99939 | Unusable Spaces | 12.13 | WC - F 2 | 8 | Non Useable Floor Area Space Group | 820 | Non-usable - Toilets/Amenities - Female |  | Excellent | 0.00 | NO
West End Health Precinct_WE02-AHMS - Adelaide Health and Medical Sciences_Tenth Floor_10040A _ VSR | WE-WE02-10-10040A | WE02-10-10040A-VSR | West End Health Precinct | WE | WE02 | AHMS - Adelaide Health and Medical Sciences | 10 | Tenth Floor | 10040A | 99939 | Unusable Spaces | 99939 | Unusable Spaces | 0.48 | VSR | 8 | Non Useable Floor Area Space Group | 840 | Non-usable - Service riser |  | Excellent | 0.00 | NO
West End Health Precinct_WE02-AHMS - Adelaide Health and Medical Sciences_Tenth Floor_10041 _ WC - M 2 | WE-WE02-10-10041 | WE02-10-10041-WC - M 2 | West End Health Precinct | WE | WE02 | AHMS - Adelaide Health and Medical Sciences | 10 | Tenth Floor | 10041 | 99939 | Unusable Spaces | 99939 | Unusable Spaces | 11.23 | WC - M 2 | 8 | Non Useable Floor Area Space Group | 821 | Non-usable - Toilets/Amenities - Male |  | Excellent | 0.00 | NO
West End Health Precinct_WE02-AHMS - Adelaide Health and Medical Sciences_Tenth Floor_10041A _ VSR | WE-WE02-10-10041A | WE02-10-10041A-VSR | West End Health Precinct | WE | WE02 | AHMS - Adelaide Health and Medical Sciences | 10 | Tenth Floor | 10041A | 99939 | Unusable Spaces | 99939 | Unusable Spaces | 1.02 | VSR | 8 | Non Useable Floor Area Space Group | 840 | Non-usable - Service riser |  | Excellent | 0.00 | NO
West End Health Precinct_WE02-AHMS - Adelaide Health and Medical Sciences_Tenth Floor_10042 _ A/L - M 2 | WE-WE02-10-10042 | WE02-10-10042-A/L - M 2 | West End Health Precinct | WE | WE02 | AHMS - Adelaide Health and Medical Sciences | 10 | Tenth Floor | 10042 | 99939 | Unusable Spaces | 99939 | Unusable Spaces | 5.87 | A/L - M 2 | 8 | Non Useable Floor Area Space Group | 821 | Non-usable - Toilets/Amenities - Male |  | Excellent | 0.00 | NO
West End Health Precinct_WE02-AHMS - Adelaide Health and Medical Sciences_Tenth Floor_10042A _ VSR | WE-WE02-10-10042A | WE02-10-10042A-VSR | West End Health Precinct | WE | WE02 | AHMS - Adelaide Health and Medical Sciences | 10 | Tenth Floor | 10042A | 99939 | Unusable Spaces | 99939 | Unusable Spaces | 2.56 | VSR | 8 | Non Useable Floor Area Space Group | 840 | Non-usable - Service riser |  | Excellent | 0.00 | NO
West End Health Precinct_WE02-AHMS - Adelaide Health and Medical Sciences_Tenth Floor_10043 _ Cleaner 2 | WE-WE02-10-10043 | WE02-10-10043-Cleaner 2 | West End Health Precinct | WE | WE02 | AHMS - Adelaide Health and Medical Sciences | 10 | Tenth Floor | 10043 | 99939 | Unusable Spaces | 99939 | Unusable Spaces | 1.4 | Cleaner 2 | 8 | Non Useable Floor Area Space Group | 806 | Non-usable - Cleaners room |  | Excellent | 0.00 | NO
West End Health Precinct_WE02-AHMS - Adelaide Health and Medical Sciences_Tenth Floor_10043A _ VSR | WE-WE02-10-10043A | WE02-10-10043A-VSR | West End Health Precinct | WE | WE02 | AHMS - Adelaide Health and Medical Sciences | 10 | Tenth Floor | 10043A | 99939 | Unusable Spaces | 99939 | Unusable Spaces | 0.2 | VSR | 8 | Non Useable Floor Area Space Group | 840 | Non-usable - Service riser |  | Excellent | 0.00 | NO
West End Health Precinct_WE02-AHMS - Adelaide Health and Medical Sciences_Tenth Floor_10044 _ Lift Lobby - East | WE-WE02-10-10044 | WE02-10-10044-Lift Lobby - East | West End Health Precinct | WE | WE02 | AHMS - Adelaide Health and Medical Sciences | 10 | Tenth Floor | 10044 | 99939 | Unusable Spaces | 99939 | Unusable Spaces | 22.46 | Lift Lobby - East | 8 | Non Useable Floor Area Space Group | 805 | Non-usable - Circulation space |  | Excellent | 0.00 | NO
West End Health Precinct_WE02-AHMS - Adelaide Health and Medical Sciences_Tenth Floor_10046 _ East Edgescape | WE-WE02-10-10046 | WE02-10-10046-East Edgescape | West End Health Precinct | WE | WE02 | AHMS - Adelaide Health and Medical Sciences | 10 | Tenth Floor | 10046 | 99939 | Unusable Spaces | 99939 | Unusable Spaces | 18.71 | East Edgescape | 6 | General Facility Space Group | 604 | General Facility - Common Room General Access |  | Excellent | 5,223.83 | NO
West End Health Precinct_WE02-AHMS - Adelaide Health and Medical Sciences_Tenth Floor_10051 _ West Services Riser | WE-WE02-10-10051 | WE02-10-10051-West Services Riser | West End Health Precinct | WE | WE02 | AHMS - Adelaide Health and Medical Sciences | 10 | Tenth Floor | 10051 | 99939 | Unusable Spaces | 99939 | Unusable Spaces | 8.99 | West Services Riser | 8 | Non Useable Floor Area Space Group | 840 | Non-usable - Service riser |  | Excellent | 0.00 | NO
West End Health Precinct_WE02-AHMS - Adelaide Health and Medical Sciences_Tenth Floor_10053 _ East Services Riser | WE-WE02-10-10053 | WE02-10-10053-East Services Riser | West End Health Precinct | WE | WE02 | AHMS - Adelaide Health and Medical Sciences | 10 | Tenth Floor | 10053 | 99939 | Unusable Spaces | 99939 | Unusable Spaces | 13.15 | East Services Riser | 8 | Non Useable Floor Area Space Group | 840 | Non-usable - Service riser |  | Excellent | 0.00 | NO
West End Health Precinct_WE02-AHMS - Adelaide Health and Medical Sciences_Tenth Floor_10055 _ Workstation | WE-WE02-10-10055 | WE02-10-10055-Workstation | West End Health Precinct | WE | WE02 | AHMS - Adelaide Health and Medical Sciences | 10 | Tenth Floor | 10055 | 350 | Dental School Administration | 350 | Adelaide Dental School | 37.4 | Workstation | 1 | Office Space Group | 116 | Open Plan - Professional/General Staff |  | Excellent | 9,323.29 | NO
West End Health Precinct_WE02-AHMS - Adelaide Health and Medical Sciences_Tenth Floor_10055.01 _ Open Plan - Workstation | WE-WE02-10-10055.01 | WE02-10-10055.01-Open Plan - Workstation | West End Health Precinct | WE | WE02 | AHMS - Adelaide Health and Medical Sciences | 10 | Tenth Floor | 10055.01 | 350 | Dental School Administration | 350 | Adelaide Dental School | 3.56 | Open Plan - Workstation | 1 | Office Space Group | 111 | Open Plan - Specific type not defined |  | Excellent | 887.46 | NO
West End Health Precinct_WE02-AHMS - Adelaide Health and Medical Sciences_Tenth Floor_10055.02 _ Workstation | WE-WE02-10-10055.02 | WE02-10-10055.02-Workstation | West End Health Precinct | WE | WE02 | AHMS - Adelaide Health and Medical Sciences | 10 | Tenth Floor | 10055.02 | 350 | Dental School Administration | 350 | Adelaide Dental School | 3.66 | Workstation | 1 | Office Space Group | 111 | Open Plan - Specific type not defined |  | Excellent | 912.39 | NO
West End Health Precinct_WE02-AHMS - Adelaide Health and Medical Sciences_Tenth Floor_10055.03 _ Workstation | WE-WE02-10-10055.03 | WE02-10-10055.03-Workstation | West End Health Precinct | WE | WE02 | AHMS - Adelaide Health and Medical Sciences | 10 | Tenth Floor | 10055.03 | 350 | Dental School Administration | 350 | Adelaide Dental School | 3.66 | Workstation | 1 | Office Space Group | 111 | Open Plan - Specific type not defined |  | Excellent | 912.39 | NO
West End Health Precinct_WE02-AHMS - Adelaide Health and Medical Sciences_Tenth Floor_10055.04 _ Workstation | WE-WE02-10-10055.04 | WE02-10-10055.04-Workstation | West End Health Precinct | WE | WE02 | AHMS - Adelaide Health and Medical Sciences | 10 | Tenth Floor | 10055.04 | 350 | Dental School Administration | 350 | Adelaide Dental School | 3.66 | Workstation | 1 | Office Space Group | 111 | Open Plan - Specific type not defined |  | Excellent | 912.39 | NO
West End Health Precinct_WE02-AHMS - Adelaide Health and Medical Sciences_Tenth Floor_10055.05 _ Workstation | WE-WE02-10-10055.05 | WE02-10-10055.05-Workstation | West End Health Precinct | WE | WE02 | AHMS - Adelaide Health and Medical Sciences | 10 | Tenth Floor | 10055.05 | 350 | Dental School Administration | 350 | Adelaide Dental School | 3.56 | Workstation | 1 | Office Space Group | 111 | Open Plan - Specific type not defined |  | Excellent | 887.46 | NO
West End Health Precinct_WE02-AHMS - Adelaide Health and Medical Sciences_Tenth Floor_10055.06 _ Workstation | WE-WE02-10-10055.06 | WE02-10-10055.06-Workstation | West End Health Precinct | WE | WE02 | AHMS - Adelaide Health and Medical Sciences | 10 | Tenth Floor | 10055.06 | 350 | Dental School Administration | 350 | Adelaide Dental School | 3.66 | Workstation | 1 | Office Space Group | 111 | Open Plan - Specific type not defined |  | Excellent | 912.39 | NO
West End Health Precinct_WE02-AHMS - Adelaide Health and Medical Sciences_Tenth Floor_10055.07 _ Workstation | WE-WE02-10-10055.07 | WE02-10-10055.07-Workstation | West End Health Precinct | WE | WE02 | AHMS - Adelaide Health and Medical Sciences | 10 | Tenth Floor | 10055.07 | 350 | Dental School Administration | 350 | Adelaide Dental School | 3.66 | Workstation | 1 | Office Space Group | 111 | Open Plan - Specific type not defined |  | Excellent | 912.39 | NO
West End Health Precinct_WE02-AHMS - Adelaide Health and Medical Sciences_Tenth Floor_10055.08 _ Workstation | WE-WE02-10-10055.08 | WE02-10-10055.08-Workstation | West End Health Precinct | WE | WE02 | AHMS - Adelaide Health and Medical Sciences | 10 | Tenth Floor | 10055.08 | 350 | Dental School Administration | 350 | Adelaide Dental School | 3.66 | Workstation | 1 | Office Space Group | 111 | Open Plan - Specific type not defined |  | Excellent | 912.39 | NO
West End Health Precinct_WE02-AHMS - Adelaide Health and Medical Sciences_Tenth Floor_10055.09 _ Workstation | WE-WE02-10-10055.09 | WE02-10-10055.09-Workstation | West End Health Precinct | WE | WE02 | AHMS - Adelaide Health and Medical Sciences | 10 | Tenth Floor | 10055.09 | 350 | Dental School Administration | 350 | Adelaide Dental School | 3.56 | Workstation | 1 | Office Space Group | 111 | Open Plan - Specific type not defined |  | Excellent | 887.46 | NO
West End Health Precinct_WE02-AHMS - Adelaide Health and Medical Sciences_Tenth Floor_10055.10 _ Workstation | WE-WE02-10-10055.10 | WE02-10-10055.10-Workstation | West End Health Precinct | WE | WE02 | AHMS - Adelaide Health and Medical Sciences | 10 | Tenth Floor | 10055.10 | 350 | Dental School Administration | 350 | Adelaide Dental School | 3.66 | Workstation | 1 | Office Space Group | 111 | Open Plan - Specific type not defined |  | Excellent | 912.39 | NO
West End Health Precinct_WE02-AHMS - Adelaide Health and Medical Sciences_Tenth Floor_10055.11 _ Workstation | WE-WE02-10-10055.11 | WE02-10-10055.11-Workstation | West End Health Precinct | WE | WE02 | AHMS - Adelaide Health and Medical Sciences | 10 | Tenth Floor | 10055.11 | 350 | Dental School Administration | 350 | Adelaide Dental School | 3.66 | Workstation | 1 | Office Space Group | 111 | Open Plan - Specific type not defined |  | Excellent | 912.39 | NO
West End Health Precinct_WE02-AHMS - Adelaide Health and Medical Sciences_Tenth Floor_10055.12 _ Workstation | WE-WE02-10-10055.12 | WE02-10-10055.12-Workstation | West End Health Precinct | WE | WE02 | AHMS - Adelaide Health and Medical Sciences | 10 | Tenth Floor | 10055.12 | 350 | Dental School Administration | 350 | Adelaide Dental School | 3.66 | Workstation | 1 | Office Space Group | 111 | Open Plan - Specific type not defined |  | Excellent | 912.39 | NO
West End Health Precinct_WE02-AHMS - Adelaide Health and Medical Sciences_Tenth Floor_10055.13 _ Workstation | WE-WE02-10-10055.13 | WE02-10-10055.13-Workstation | West End Health Precinct | WE | WE02 | AHMS - Adelaide Health and Medical Sciences | 10 | Tenth Floor | 10055.13 | 350 | Dental School Administration | 350 | Adelaide Dental School | 3.16 | Workstation | 1 | Office Space Group | 111 | Open Plan - Specific type not defined |  | Excellent | 787.74 | NO
West End Health Precinct_WE02-AHMS - Adelaide Health and Medical Sciences_Tenth Floor_10055.14 _ Workstation | WE-WE02-10-10055.14 | WE02-10-10055.14-Workstation | West End Health Precinct | WE | WE02 | AHMS - Adelaide Health and Medical Sciences | 10 | Tenth Floor | 10055.14 | 350 | Dental School Administration | 350 | Adelaide Dental School | 3.66 | Workstation | 1 | Office Space Group | 111 | Open Plan - Specific type not defined |  | Excellent | 912.39 | NO
West End Health Precinct_WE02-AHMS - Adelaide Health and Medical Sciences_Tenth Floor_10055.15 _ Workstation | WE-WE02-10-10055.15 | WE02-10-10055.15-Workstation | West End Health Precinct | WE | WE02 | AHMS - Adelaide Health and Medical Sciences | 10 | Tenth Floor | 10055.15 | 350 | Dental School Administration | 350 | Adelaide Dental School | 3.66 | Workstation | 1 | Office Space Group | 111 | Open Plan - Specific type not defined |  | Excellent | 912.39 | NO
West End Health Precinct_WE02-AHMS - Adelaide Health and Medical Sciences_Tenth Floor_10055.16 _ Workstation | WE-WE02-10-10055.16 | WE02-10-10055.16-Workstation | West End Health Precinct | WE | WE02 | AHMS - Adelaide Health and Medical Sciences | 10 | Tenth Floor | 10055.16 | 350 | Dental School Administration | 350 | Adelaide Dental School | 3.66 | Workstation | 1 | Office Space Group | 111 | Open Plan - Specific type not defined |  | Excellent | 912.39 | NO
West End Health Precinct_WE02-AHMS - Adelaide Health and Medical Sciences_Tenth Floor_10056 _ Corr. | WE-WE02-10-10056 | WE02-10-10056-Corr. | West End Health Precinct | WE | WE02 | AHMS - Adelaide Health and Medical Sciences | 10 | Tenth Floor | 10056 | 99939 | Unusable Spaces | 99939 | Unusable Spaces | 19.24 | Corr. | 8 | Non Useable Floor Area Space Group | 805 | Non-usable - Circulation space |  | Excellent | 0.00 | NO
West End Health Precinct_WE02-AHMS - Adelaide Health and Medical Sciences_Tenth Floor_10058 _ Meeting 2 (3P) | WE-WE02-10-10058 | WE02-10-10058-Meeting 2 (3P) | West End Health Precinct | WE | WE02 | AHMS - Adelaide Health and Medical Sciences | 10 | Tenth Floor | 10058 | 350 | Dental School Administration | 350 | Adelaide Dental School | 4.62 | Meeting 2 (3P) | 6 | General Facility Space Group | 601 | General Facility - Committee/Conference/Meeting room |  | Excellent | 1,289.90 | NO
West End Health Precinct_WE02-AHMS - Adelaide Health and Medical Sciences_Tenth Floor_10059 _ Meeting 3 (3P) | WE-WE02-10-10059 | WE02-10-10059-Meeting 3 (3P) | West End Health Precinct | WE | WE02 | AHMS - Adelaide Health and Medical Sciences | 10 | Tenth Floor | 10059 | 350 | Dental School Administration | 350 | Adelaide Dental School | 6.84 | Meeting 3 (3P) | 6 | General Facility Space Group | 601 | General Facility - Committee/Conference/Meeting room |  | Excellent | 1,909.73 | NO
West End Health Precinct_WE02-AHMS - Adelaide Health and Medical Sciences_Tenth Floor_10060 _ Meeting 4 (3P) | WE-WE02-10-10060 | WE02-10-10060-Meeting 4 (3P) | West End Health Precinct | WE | WE02 | AHMS - Adelaide Health and Medical Sciences | 10 | Tenth Floor | 10060 | 350 | Dental School Administration | 350 | Adelaide Dental School | 6.85 | Meeting 4 (3P) | 6 | General Facility Space Group | 601 | General Facility - Committee/Conference/Meeting room |  | Excellent | 1,912.52 | NO
West End Health Precinct_WE02-AHMS - Adelaide Health and Medical Sciences_Tenth Floor_10061 _ Office 1 | WE-WE02-10-10061 | WE02-10-10061-Office 1 | West End Health Precinct | WE | WE02 | AHMS - Adelaide Health and Medical Sciences | 10 | Tenth Floor | 10061 | 350 | Dental School Administration | 350 | Adelaide Dental School | 11.82 | Office 1 | 1 | Office Space Group | 108 | Office - Professional/General Staff |  | Excellent | 2,946.56 | NO
West End Health Precinct_WE02-AHMS - Adelaide Health and Medical Sciences_Tenth Floor_10062 _ Comms | WE-WE02-10-10062 | WE02-10-10062-Comms | West End Health Precinct | WE | WE02 | AHMS - Adelaide Health and Medical Sciences | 10 | Tenth Floor | 10062 | 850 | ITDS Branch Central Costs | 869 | Information Technology and Digital Services | 17.64 | Comms | 8 | Non Useable Floor Area Space Group | 812 | Non-usable - Comms/network system/Telephone/PABX |  | Excellent | 0.00 | NO
West End Health Precinct_WE02-AHMS - Adelaide Health and Medical Sciences_Tenth Floor_10063 _ Utility | WE-WE02-10-10063 | WE02-10-10063-Utility | West End Health Precinct | WE | WE02 | AHMS - Adelaide Health and Medical Sciences | 10 | Tenth Floor | 10063 | 350 | Dental School Administration | 350 | Adelaide Dental School | 5.07 | Utility | 6 | General Facility Space Group | 603 | General Facility - Resource room |  | Excellent | 1,415.54 | NO
West End Health Precinct_WE02-AHMS - Adelaide Health and Medical Sciences_Tenth Floor_10063A _ Bins | WE-WE02-10-10063A | WE02-10-10063A-Bins | West End Health Precinct | WE | WE02 | AHMS - Adelaide Health and Medical Sciences | 10 | Tenth Floor | 10063A | 99939 | Unusable Spaces | 99939 | Unusable Spaces | 0.57 | Bins | 8 | Non Useable Floor Area Space Group | 841 | Non-usable - Waste management |  | Excellent | 0.00 | NO
West End Health Precinct_WE02-AHMS - Adelaide Health and Medical Sciences_Tenth Floor_10064 _ Meeting - Informal | WE-WE02-10-10064 | WE02-10-10064-Meeting - Informal | West End Health Precinct | WE | WE02 | AHMS - Adelaide Health and Medical Sciences | 10 | Tenth Floor | 10064 | 350 | Dental School Administration | 350 | Adelaide Dental School | 12.07 | Meeting - Informal | 1 | Office Space Group | 119 | Informal Work Space |  | Excellent | 3,008.88 | NO
West End Health Precinct_WE02-AHMS - Adelaide Health and Medical Sciences_Tenth Floor_10065 _ Tea Point | WE-WE02-10-10065 | WE02-10-10065-Tea Point | West End Health Precinct | WE | WE02 | AHMS - Adelaide Health and Medical Sciences | 10 | Tenth Floor | 10065 | 99939 | Unusable Spaces | 99939 | Unusable Spaces | 5.2 | Tea Point | 6 | General Facility Space Group | 608 | General Facility - Kitchen/Servery/Food Storage |  | Excellent | 1,451.84 | NO
West End Health Precinct_WE02-AHMS - Adelaide Health and Medical Sciences_Tenth Floor_10066 _ Workstation | WE-WE02-10-10066 | WE02-10-10066-Workstation | West End Health Precinct | WE | WE02 | AHMS - Adelaide Health and Medical Sciences | 10 | Tenth Floor | 10066 | 350 | Dental School Administration | 350 | Adelaide Dental School | 36.8 | Workstation | 1 | Office Space Group | 116 | Open Plan - Professional/General Staff |  | Excellent | 9,173.72 | NO
West End Health Precinct_WE02-AHMS - Adelaide Health and Medical Sciences_Tenth Floor_10066.01 _ Workstation | WE-WE02-10-10066.01 | WE02-10-10066.01-Workstation | West End Health Precinct | WE | WE02 | AHMS - Adelaide Health and Medical Sciences | 10 | Tenth Floor | 10066.01 | 350 | Dental School Administration | 350 | Adelaide Dental School | 3.57 | Workstation | 1 | Office Space Group | 111 | Open Plan - Specific type not defined |  | Excellent | 889.95 | NO
West End Health Precinct_WE02-AHMS - Adelaide Health and Medical Sciences_Tenth Floor_10066.02 _ Workstation | WE-WE02-10-10066.02 | WE02-10-10066.02-Workstation | West End Health Precinct | WE | WE02 | AHMS - Adelaide Health and Medical Sciences | 10 | Tenth Floor | 10066.02 | 350 | Dental School Administration | 350 | Adelaide Dental School | 3.66 | Workstation | 1 | Office Space Group | 111 | Open Plan - Specific type not defined |  | Excellent | 912.39 | NO
West End Health Precinct_WE02-AHMS - Adelaide Health and Medical Sciences_Tenth Floor_10066.03 _ Workstation | WE-WE02-10-10066.03 | WE02-10-10066.03-Workstation | West End Health Precinct | WE | WE02 | AHMS - Adelaide Health and Medical Sciences | 10 | Tenth Floor | 10066.03 | 350 | Dental School Administration | 350 | Adelaide Dental School | 3.66 | Workstation | 1 | Office Space Group | 111 | Open Plan - Specific type not defined |  | Excellent | 912.39 | NO
West End Health Precinct_WE02-AHMS - Adelaide Health and Medical Sciences_Tenth Floor_10066.04 _ Workstation | WE-WE02-10-10066.04 | WE02-10-10066.04-Workstation | West End Health Precinct | WE | WE02 | AHMS - Adelaide Health and Medical Sciences | 10 | Tenth Floor | 10066.04 | 350 | Dental School Administration | 350 | Adelaide Dental School | 3.66 | Workstation | 1 | Office Space Group | 111 | Open Plan - Specific type not defined |  | Excellent | 912.39 | NO
West End Health Precinct_WE02-AHMS - Adelaide Health and Medical Sciences_Tenth Floor_10066.05 _ Workstation | WE-WE02-10-10066.05 | WE02-10-10066.05-Workstation | West End Health Precinct | WE | WE02 | AHMS - Adelaide Health and Medical Sciences | 10 | Tenth Floor | 10066.05 | 350 | Dental School Administration | 350 | Adelaide Dental School | 3.57 | Workstation | 1 | Office Space Group | 111 | Open Plan - Specific type not defined |  | Excellent | 889.95 | NO
West End Health Precinct_WE02-AHMS - Adelaide Health and Medical Sciences_Tenth Floor_10066.06 _ Workstation | WE-WE02-10-10066.06 | WE02-10-10066.06-Workstation | West End Health Precinct | WE | WE02 | AHMS - Adelaide Health and Medical Sciences | 10 | Tenth Floor | 10066.06 | 350 | Dental School Administration | 350 | Adelaide Dental School | 3.66 | Workstation | 1 | Office Space Group | 111 | Open Plan - Specific type not defined |  | Excellent | 912.39 | NO
West End Health Precinct_WE02-AHMS - Adelaide Health and Medical Sciences_Tenth Floor_10066.07 _ Workstation | WE-WE02-10-10066.07 | WE02-10-10066.07-Workstation | West End Health Precinct | WE | WE02 | AHMS - Adelaide Health and Medical Sciences | 10 | Tenth Floor | 10066.07 | 350 | Dental School Administration | 350 | Adelaide Dental School | 3.66 | Workstation | 1 | Office Space Group | 111 | Open Plan - Specific type not defined |  | Excellent | 912.39 | NO
West End Health Precinct_WE02-AHMS - Adelaide Health and Medical Sciences_Tenth Floor_10066.08 _ Workstation | WE-WE02-10-10066.08 | WE02-10-10066.08-Workstation | West End Health Precinct | WE | WE02 | AHMS - Adelaide Health and Medical Sciences | 10 | Tenth Floor | 10066.08 | 350 | Dental School Administration | 350 | Adelaide Dental School | 3.66 | Workstation | 1 | Office Space Group | 111 | Open Plan - Specific type not defined |  | Excellent | 912.39 | NO
West End Health Precinct_WE02-AHMS - Adelaide Health and Medical Sciences_Tenth Floor_10066.09 _ Workstation | WE-WE02-10-10066.09 | WE02-10-10066.09-Workstation | West End Health Precinct | WE | WE02 | AHMS - Adelaide Health and Medical Sciences | 10 | Tenth Floor | 10066.09 | 350 | Dental School Administration | 350 | Adelaide Dental School | 3.57 | Workstation | 1 | Office Space Group | 111 | Open Plan - Specific type not defined |  | Excellent | 889.95 | NO
West End Health Precinct_WE02-AHMS - Adelaide Health and Medical Sciences_Tenth Floor_10066.10 _ Workstation | WE-WE02-10-10066.10 | WE02-10-10066.10-Workstation | West End Health Precinct | WE | WE02 | AHMS - Adelaide Health and Medical Sciences | 10 | Tenth Floor | 10066.10 | 350 | Dental School Administration | 350 | Adelaide Dental School | 3.66 | Workstation | 1 | Office Space Group | 111 | Open Plan - Specific type not defined |  | Excellent | 912.39 | NO
West End Health Precinct_WE02-AHMS - Adelaide Health and Medical Sciences_Tenth Floor_10066.11 _ Workstation | WE-WE02-10-10066.11 | WE02-10-10066.11-Workstation | West End Health Precinct | WE | WE02 | AHMS - Adelaide Health and Medical Sciences | 10 | Tenth Floor | 10066.11 | 350 | Dental School Administration | 350 | Adelaide Dental School | 3.66 | Workstation | 1 | Office Space Group | 111 | Open Plan - Specific type not defined |  | Excellent | 912.39 | NO
West End Health Precinct_WE02-AHMS - Adelaide Health and Medical Sciences_Tenth Floor_10066.12 _ Workstation | WE-WE02-10-10066.12 | WE02-10-10066.12-Workstation | West End Health Precinct | WE | WE02 | AHMS - Adelaide Health and Medical Sciences | 10 | Tenth Floor | 10066.12 | 350 | Dental School Administration | 350 | Adelaide Dental School | 3.66 | Workstation | 1 | Office Space Group | 111 | Open Plan - Specific type not defined |  | Excellent | 912.39 | NO
West End Health Precinct_WE02-AHMS - Adelaide Health and Medical Sciences_Tenth Floor_10066.13 _ Workstation | WE-WE02-10-10066.13 | WE02-10-10066.13-Workstation | West End Health Precinct | WE | WE02 | AHMS - Adelaide Health and Medical Sciences | 10 | Tenth Floor | 10066.13 | 350 | Dental School Administration | 350 | Adelaide Dental School | 3.57 | Workstation | 1 | Office Space Group | 111 | Open Plan - Specific type not defined |  | Excellent | 889.95 | NO
West End Health Precinct_WE02-AHMS - Adelaide Health and Medical Sciences_Tenth Floor_10066.14 _ Workstation | WE-WE02-10-10066.14 | WE02-10-10066.14-Workstation | West End Health Precinct | WE | WE02 | AHMS - Adelaide Health and Medical Sciences | 10 | Tenth Floor | 10066.14 | 350 | Dental School Administration | 350 | Adelaide Dental School | 3.66 | Workstation | 1 | Office Space Group | 111 | Open Plan - Specific type not defined |  | Excellent | 912.39 | NO
West End Health Precinct_WE02-AHMS - Adelaide Health and Medical Sciences_Tenth Floor_10066.15 _ Workstation | WE-WE02-10-10066.15 | WE02-10-10066.15-Workstation | West End Health Precinct | WE | WE02 | AHMS - Adelaide Health and Medical Sciences | 10 | Tenth Floor | 10066.15 | 350 | Dental School Administration | 350 | Adelaide Dental School | 3.66 | Workstation | 1 | Office Space Group | 111 | Open Plan - Specific type not defined |  | Excellent | 912.39 | NO
West End Health Precinct_WE02-AHMS - Adelaide Health and Medical Sciences_Tenth Floor_10066.16 _ Workstation | WE-WE02-10-10066.16 | WE02-10-10066.16-Workstation | West End Health Precinct | WE | WE02 | AHMS - Adelaide Health and Medical Sciences | 10 | Tenth Floor | 10066.16 | 350 | Dental School Administration | 350 | Adelaide Dental School | 3.66 | Workstation | 1 | Office Space Group | 111 | Open Plan - Specific type not defined |  | Excellent | 912.39 | NO
West End Health Precinct_WE02-AHMS - Adelaide Health and Medical Sciences_Tenth Floor_10066E _ Corr. | WE-WE02-10-10066E | WE02-10-10066E-Corr. | West End Health Precinct | WE | WE02 | AHMS - Adelaide Health and Medical Sciences | 10 | Tenth Floor | 10066E | 99939 | Unusable Spaces | 99939 | Unusable Spaces | 41.4 | Corr. | 8 | Non Useable Floor Area Space Group | 805 | Non-usable - Circulation space |  | Excellent | 0.00 | NO
West End Health Precinct_WE02-AHMS - Adelaide Health and Medical Sciences_Tenth Floor_10067 _ Utility | WE-WE02-10-10067 | WE02-10-10067-Utility | West End Health Precinct | WE | WE02 | AHMS - Adelaide Health and Medical Sciences | 10 | Tenth Floor | 10067 | 350 | Dental School Administration | 350 | Adelaide Dental School | 3.74 | Utility | 6 | General Facility Space Group | 603 | General Facility - Resource room |  | Excellent | 1,044.21 | NO
West End Health Precinct_WE02-AHMS - Adelaide Health and Medical Sciences_Tenth Floor_10067A _ Bins | WE-WE02-10-10067A | WE02-10-10067A-Bins | West End Health Precinct | WE | WE02 | AHMS - Adelaide Health and Medical Sciences | 10 | Tenth Floor | 10067A | 99939 | Unusable Spaces | 99939 | Unusable Spaces | 0.57 | Bins | 8 | Non Useable Floor Area Space Group | 841 | Non-usable - Waste management |  | Excellent | 0.00 | NO
West End Health Precinct_WE02-AHMS - Adelaide Health and Medical Sciences_Tenth Floor_10067B _ Utility | WE-WE02-10-10067B | WE02-10-10067B-Utility | West End Health Precinct | WE | WE02 | AHMS - Adelaide Health and Medical Sciences | 10 | Tenth Floor | 10067B | 350 | Dental School Administration | 350 | Adelaide Dental School | 1.16 | Utility | 6 | General Facility Space Group | 603 | General Facility - Resource room |  | Excellent | 323.87 | NO
West End Health Precinct_WE02-AHMS - Adelaide Health and Medical Sciences_Tenth Floor_10068 _ Elec | WE-WE02-10-10068 | WE02-10-10068-Elec | West End Health Precinct | WE | WE02 | AHMS - Adelaide Health and Medical Sciences | 10 | Tenth Floor | 10068 | 99939 | Unusable Spaces | 99939 | Unusable Spaces | 3.58 | Elec | 8 | Non Useable Floor Area Space Group | 840 | Non-usable - Service riser |  | Excellent | 0.00 | NO
West End Health Precinct_WE02-AHMS - Adelaide Health and Medical Sciences_Tenth Floor_10069 _ Corr. | WE-WE02-10-10069 | WE02-10-10069-Corr. | West End Health Precinct | WE | WE02 | AHMS - Adelaide Health and Medical Sciences | 10 | Tenth Floor | 10069 | 99939 | Unusable Spaces | 99939 | Unusable Spaces | 18.9 | Corr. | 8 | Non Useable Floor Area Space Group | 805 | Non-usable - Circulation space |  | Excellent | 0.00 | NO
West End Health Precinct_WE02-AHMS - Adelaide Health and Medical Sciences_Tenth Floor_10070 _ Meeting 1 (6-8P) | WE-WE02-10-10070 | WE02-10-10070-Meeting 1 (6-8P) | West End Health Precinct | WE | WE02 | AHMS - Adelaide Health and Medical Sciences | 10 | Tenth Floor | 10070 | 350 | Dental School Administration | 350 | Adelaide Dental School | 14.79 | Meeting 1 (6-8P) | 6 | General Facility Space Group | 601 | General Facility - Committee/Conference/Meeting room |  | Excellent | 4,129.37 | NO
West End Health Precinct_WE02-AHMS - Adelaide Health and Medical Sciences_Tenth Floor_10071 _ Meeting 2 (6-8P) | WE-WE02-10-10071 | WE02-10-10071-Meeting 2 (6-8P) | West End Health Precinct | WE | WE02 | AHMS - Adelaide Health and Medical Sciences | 10 | Tenth Floor | 10071 | 350 | Dental School Administration | 350 | Adelaide Dental School | 14.79 | Meeting 2 (6-8P) | 6 | General Facility Space Group | 601 | General Facility - Committee/Conference/Meeting room |  | Excellent | 4,129.37 | NO
West End Health Precinct_WE02-AHMS - Adelaide Health and Medical Sciences_Tenth Floor_10072 _ Office | WE-WE02-10-10072 | WE02-10-10072-Office | West End Health Precinct | WE | WE02 | AHMS - Adelaide Health and Medical Sciences | 10 | Tenth Floor | 10072 | 350 | Dental School Administration | 350 | Adelaide Dental School | 11.13 | Office | 1 | Office Space Group | 108 | Office - Professional/General Staff |  | Excellent | 2,774.55 | NO
West End Health Precinct_WE02-AHMS - Adelaide Health and Medical Sciences_Tenth Floor_10073 _ Office | WE-WE02-10-10073 | WE02-10-10073-Office | West End Health Precinct | WE | WE02 | AHMS - Adelaide Health and Medical Sciences | 10 | Tenth Floor | 10073 | 350 | Dental School Administration | 350 | Adelaide Dental School | 11.13 | Office | 1 | Office Space Group | 108 | Office - Professional/General Staff |  | Excellent | 2,774.55 | NO
West End Health Precinct_WE02-AHMS - Adelaide Health and Medical Sciences_Tenth Floor_10074 _ Workstation | WE-WE02-10-10074 | WE02-10-10074-Workstation | West End Health Precinct | WE | WE02 | AHMS - Adelaide Health and Medical Sciences | 10 | Tenth Floor | 10074 | 350 | Dental School Administration | 350 | Adelaide Dental School | 123.57 | Workstation | 1 | Office Space Group | 116 | Open Plan - Professional/General Staff |  | Excellent | 30,804.24 | NO
West End Health Precinct_WE02-AHMS - Adelaide Health and Medical Sciences_Tenth Floor_10074.01 _ Workstation | WE-WE02-10-10074.01 | WE02-10-10074.01-Workstation | West End Health Precinct | WE | WE02 | AHMS - Adelaide Health and Medical Sciences | 10 | Tenth Floor | 10074.01 | 350 | Dental School Administration | 350 | Adelaide Dental School | 2.78 | Workstation | 1 | Office Space Group | 111 | Open Plan - Specific type not defined |  | Excellent | 693.01 | NO
West End Health Precinct_WE02-AHMS - Adelaide Health and Medical Sciences_Tenth Floor_10074.02 _ Workstation | WE-WE02-10-10074.02 | WE02-10-10074.02-Workstation | West End Health Precinct | WE | WE02 | AHMS - Adelaide Health and Medical Sciences | 10 | Tenth Floor | 10074.02 | 350 | Dental School Administration | 350 | Adelaide Dental School | 3.69 | Workstation | 1 | Office Space Group | 111 | Open Plan - Specific type not defined |  | Excellent | 919.86 | NO
West End Health Precinct_WE02-AHMS - Adelaide Health and Medical Sciences_Tenth Floor_10074.03 _ Workstation | WE-WE02-10-10074.03 | WE02-10-10074.03-Workstation | West End Health Precinct | WE | WE02 | AHMS - Adelaide Health and Medical Sciences | 10 | Tenth Floor | 10074.03 | 350 | Dental School Administration | 350 | Adelaide Dental School | 3.7 | Workstation | 1 | Office Space Group | 111 | Open Plan - Specific type not defined |  | Excellent | 922.36 | NO
West End Health Precinct_WE02-AHMS - Adelaide Health and Medical Sciences_Tenth Floor_10074.04 _ Workstation | WE-WE02-10-10074.04 | WE02-10-10074.04-Workstation | West End Health Precinct | WE | WE02 | AHMS - Adelaide Health and Medical Sciences | 10 | Tenth Floor | 10074.04 | 350 | Dental School Administration | 350 | Adelaide Dental School | 2.78 | Workstation | 1 | Office Space Group | 111 | Open Plan - Specific type not defined |  | Excellent | 693.01 | NO
West End Health Precinct_WE02-AHMS - Adelaide Health and Medical Sciences_Tenth Floor_10074.05 _ Workstation | WE-WE02-10-10074.05 | WE02-10-10074.05-Workstation | West End Health Precinct | WE | WE02 | AHMS - Adelaide Health and Medical Sciences | 10 | Tenth Floor | 10074.05 | 350 | Dental School Administration | 350 | Adelaide Dental School | 3.69 | Workstation | 1 | Office Space Group | 111 | Open Plan - Specific type not defined |  | Excellent | 919.86 | NO
West End Health Precinct_WE02-AHMS - Adelaide Health and Medical Sciences_Tenth Floor_10074.06 _ Workstation | WE-WE02-10-10074.06 | WE02-10-10074.06-Workstation | West End Health Precinct | WE | WE02 | AHMS - Adelaide Health and Medical Sciences | 10 | Tenth Floor | 10074.06 | 350 | Dental School Administration | 350 | Adelaide Dental School | 3.7 | Workstation | 1 | Office Space Group | 111 | Open Plan - Specific type not defined |  | Excellent | 922.36 | NO
West End Health Precinct_WE02-AHMS - Adelaide Health and Medical Sciences_Tenth Floor_10074.07 _ Workstation | WE-WE02-10-10074.07 | WE02-10-10074.07-Workstation | West End Health Precinct | WE | WE02 | AHMS - Adelaide Health and Medical Sciences | 10 | Tenth Floor | 10074.07 | 350 | Dental School Administration | 350 | Adelaide Dental School | 2.78 | Workstation | 1 | Office Space Group | 111 | Open Plan - Specific type not defined |  | Excellent | 693.01 | NO
West End Health Precinct_WE02-AHMS - Adelaide Health and Medical Sciences_Tenth Floor_10074.08 _ Workstation | WE-WE02-10-10074.08 | WE02-10-10074.08-Workstation | West End Health Precinct | WE | WE02 | AHMS - Adelaide Health and Medical Sciences | 10 | Tenth Floor | 10074.08 | 350 | Dental School Administration | 350 | Adelaide Dental School | 3.69 | Workstation | 1 | Office Space Group | 111 | Open Plan - Specific type not defined |  | Excellent | 919.86 | NO
West End Health Precinct_WE02-AHMS - Adelaide Health and Medical Sciences_Tenth Floor_10074.09 _ Workstation | WE-WE02-10-10074.09 | WE02-10-10074.09-Workstation | West End Health Precinct | WE | WE02 | AHMS - Adelaide Health and Medical Sciences | 10 | Tenth Floor | 10074.09 | 350 | Dental School Administration | 350 | Adelaide Dental School | 3.7 | Workstation | 1 | Office Space Group | 111 | Open Plan - Specific type not defined |  | Excellent | 922.36 | NO
West End Health Precinct_WE02-AHMS - Adelaide Health and Medical Sciences_Tenth Floor_10074.10 _ Workstation | WE-WE02-10-10074.10 | WE02-10-10074.10-Workstation | West End Health Precinct | WE | WE02 | AHMS - Adelaide Health and Medical Sciences | 10 | Tenth Floor | 10074.10 | 350 | Dental School Administration | 350 | Adelaide Dental School | 3.03 | Workstation | 1 | Office Space Group | 111 | Open Plan - Specific type not defined |  | Excellent | 755.34 | NO
West End Health Precinct_WE02-AHMS - Adelaide Health and Medical Sciences_Tenth Floor_10074.11 _ Workstation | WE-WE02-10-10074.11 | WE02-10-10074.11-Workstation | West End Health Precinct | WE | WE02 | AHMS - Adelaide Health and Medical Sciences | 10 | Tenth Floor | 10074.11 | 350 | Dental School Administration | 350 | Adelaide Dental School | 4.02 | Workstation | 1 | Office Space Group | 111 | Open Plan - Specific type not defined |  | Excellent | 1,002.13 | NO
West End Health Precinct_WE02-AHMS - Adelaide Health and Medical Sciences_Tenth Floor_10074.12 _ Workstation | WE-WE02-10-10074.12 | WE02-10-10074.12-Workstation | West End Health Precinct | WE | WE02 | AHMS - Adelaide Health and Medical Sciences | 10 | Tenth Floor | 10074.12 | 350 | Dental School Administration | 350 | Adelaide Dental School | 4.03 | Workstation | 1 | Office Space Group | 111 | Open Plan - Specific type not defined |  | Excellent | 1,004.62 | NO
West End Health Precinct_WE02-AHMS - Adelaide Health and Medical Sciences_Tenth Floor_10074.13 _ Workstation | WE-WE02-10-10074.13 | WE02-10-10074.13-Workstation | West End Health Precinct | WE | WE02 | AHMS - Adelaide Health and Medical Sciences | 10 | Tenth Floor | 10074.13 | 350 | Dental School Administration | 350 | Adelaide Dental School | 3.03 | Workstation | 1 | Office Space Group | 111 | Open Plan - Specific type not defined |  | Excellent | 755.34 | NO
West End Health Precinct_WE02-AHMS - Adelaide Health and Medical Sciences_Tenth Floor_10074.14 _ Workstation | WE-WE02-10-10074.14 | WE02-10-10074.14-Workstation | West End Health Precinct | WE | WE02 | AHMS - Adelaide Health and Medical Sciences | 10 | Tenth Floor | 10074.14 | 350 | Dental School Administration | 350 | Adelaide Dental School | 4.02 | Workstation | 1 | Office Space Group | 111 | Open Plan - Specific type not defined |  | Excellent | 1,002.13 | NO
West End Health Precinct_WE02-AHMS - Adelaide Health and Medical Sciences_Tenth Floor_10074.15 _ Workstation | WE-WE02-10-10074.15 | WE02-10-10074.15-Workstation | West End Health Precinct | WE | WE02 | AHMS - Adelaide Health and Medical Sciences | 10 | Tenth Floor | 10074.15 | 350 | Dental School Administration | 350 | Adelaide Dental School | 4.03 | Workstation | 1 | Office Space Group | 111 | Open Plan - Specific type not defined |  | Excellent | 1,004.62 | NO
West End Health Precinct_WE02-AHMS - Adelaide Health and Medical Sciences_Tenth Floor_10074.16 _ Workstation | WE-WE02-10-10074.16 | WE02-10-10074.16-Workstation | West End Health Precinct | WE | WE02 | AHMS - Adelaide Health and Medical Sciences | 10 | Tenth Floor | 10074.16 | 350 | Dental School Administration | 350 | Adelaide Dental School | 3.03 | Workstation | 1 | Office Space Group | 111 | Open Plan - Specific type not defined |  | Excellent | 755.34 | NO
West End Health Precinct_WE02-AHMS - Adelaide Health and Medical Sciences_Tenth Floor_10074.17 _ Workstation | WE-WE02-10-10074.17 | WE02-10-10074.17-Workstation | West End Health Precinct | WE | WE02 | AHMS - Adelaide Health and Medical Sciences | 10 | Tenth Floor | 10074.17 | 350 | Dental School Administration | 350 | Adelaide Dental School | 4.02 | Workstation | 1 | Office Space Group | 111 | Open Plan - Specific type not defined |  | Excellent | 1,002.13 | NO
West End Health Precinct_WE02-AHMS - Adelaide Health and Medical Sciences_Tenth Floor_10074.18 _ Workstation | WE-WE02-10-10074.18 | WE02-10-10074.18-Workstation | West End Health Precinct | WE | WE02 | AHMS - Adelaide Health and Medical Sciences | 10 | Tenth Floor | 10074.18 | 350 | Dental School Administration | 350 | Adelaide Dental School | 4.03 | Workstation | 1 | Office Space Group | 111 | Open Plan - Specific type not defined |  | Excellent | 1,004.62 | NO
West End Health Precinct_WE02-AHMS - Adelaide Health and Medical Sciences_Tenth Floor_10074A _ Informal Work | WE-WE02-10-10074A | WE02-10-10074A-Informal Work | West End Health Precinct | WE | WE02 | AHMS - Adelaide Health and Medical Sciences | 10 | Tenth Floor | 10074A | 350 | Dental School Administration | 350 | Adelaide Dental School | 8.16 | Informal Work | 1 | Office Space Group | 119 | Informal Work Space |  | Excellent | 2,034.17 | NO
West End Health Precinct_WE02-AHMS - Adelaide Health and Medical Sciences_Eleventh Floor_11.01 _ GPU Entry | WE-WE02-11-11.01 | WE02-11-11.01-GPU Entry | West End Health Precinct | WE | WE02 | AHMS - Adelaide Health and Medical Sciences | 11 | Eleventh Floor | 11.01 | 99105 | State - SAHealth - Adelaide Dental Hospital | 859 | Infrastructure | 16.71 | GPU Entry | 8 | Non Useable Floor Area Space Group | 805 | Non-usable - Circulation space |  | Excellent | 0.00 | NO
West End Health Precinct_WE02-AHMS - Adelaide Health and Medical Sciences_Eleventh Floor_11.01A _ GPU Waiting | WE-WE02-11-11.01A | WE02-11-11.01A-GPU Waiting | West End Health Precinct | WE | WE02 | AHMS - Adelaide Health and Medical Sciences | 11 | Eleventh Floor | 11.01A | 99105 | State - SAHealth - Adelaide Dental Hospital | 859 | Infrastructure | 42.59 | GPU Waiting | 6 | General Facility Space Group | 623 | General Facility - Waiting Area/Foyer/Reception Area |  | Excellent | 11,891.13 | NO
West End Health Precinct_WE02-AHMS - Adelaide Health and Medical Sciences_Eleventh Floor_11.02 _ GPU Waiting | WE-WE02-11-11.02 | WE02-11-11.02-GPU Waiting | West End Health Precinct | WE | WE02 | AHMS - Adelaide Health and Medical Sciences | 11 | Eleventh Floor | 11.02 | 99105 | State - SAHealth - Adelaide Dental Hospital | 859 | Infrastructure | 87.46 | GPU Waiting | 6 | General Facility Space Group | 623 | General Facility - Waiting Area/Foyer/Reception Area |  | Excellent | 24,418.84 | NO
West End Health Precinct_WE02-AHMS - Adelaide Health and Medical Sciences_Eleventh Floor_11.03 _ Meeting | WE-WE02-11-11.03 | WE02-11-11.03-Meeting | West End Health Precinct | WE | WE02 | AHMS - Adelaide Health and Medical Sciences | 11 | Eleventh Floor | 11.03 | 99105 | State - SAHealth - Adelaide Dental Hospital | 859 | Infrastructure | 25.21 | Meeting | 6 | General Facility Space Group | 601 | General Facility - Committee/Conference/Meeting room |  | Excellent | 7,038.63 | NO
West End Health Precinct_WE02-AHMS - Adelaide Health and Medical Sciences_Eleventh Floor_11.04 _ Office - Reception - GPU | WE-WE02-11-11.04 | WE02-11-11.04-Office - Reception - GPU | West End Health Precinct | WE | WE02 | AHMS - Adelaide Health and Medical Sciences | 11 | Eleventh Floor | 11.04 | 99105 | State - SAHealth - Adelaide Dental Hospital | 859 | Infrastructure | 31.19 | Office - Reception - GPU | 1 | Office Space Group | 118 | Open Plan - Reception Area |  | Excellent | 7,775.22 | NO
West End Health Precinct_WE02-AHMS - Adelaide Health and Medical Sciences_Eleventh Floor_11.05 _ Workstation - Reception | WE-WE02-11-11.05 | WE02-11-11.05-Workstation - Reception | West End Health Precinct | WE | WE02 | AHMS - Adelaide Health and Medical Sciences | 11 | Eleventh Floor | 11.05 | 99105 | State - SAHealth - Adelaide Dental Hospital | 859 | Infrastructure | 26.93 | Workstation - Reception | 1 | Office Space Group | 118 | Open Plan - Reception Area |  | Excellent | 6,713.27 | NO
West End Health Precinct_WE02-AHMS - Adelaide Health and Medical Sciences_Eleventh Floor_11.06 _ A/L | WE-WE02-11-11.06 | WE02-11-11.06-A/L | West End Health Precinct | WE | WE02 | AHMS - Adelaide Health and Medical Sciences | 11 | Eleventh Floor | 11.06 | 99105 | State - SAHealth - Adelaide Dental Hospital | 859 | Infrastructure | 8.65 | A/L | 8 | Non Useable Floor Area Space Group | 805 | Non-usable - Circulation space |  | Excellent | 0.00 | NO
West End Health Precinct_WE02-AHMS - Adelaide Health and Medical Sciences_Eleventh Floor_11.07 _ Circ. 01 | WE-WE02-11-11.07 | WE02-11-11.07-Circ. 01 | West End Health Precinct | WE | WE02 | AHMS - Adelaide Health and Medical Sciences | 11 | Eleventh Floor | 11.07 | 99105 | State - SAHealth - Adelaide Dental Hospital | 859 | Infrastructure | 56.47 | Circ. 01 | 8 | Non Useable Floor Area Space Group | 805 | Non-usable - Circulation space |  | Excellent | 0.00 | NO
West End Health Precinct_WE02-AHMS - Adelaide Health and Medical Sciences_Eleventh Floor_11.07A _ Store | WE-WE02-11-11.07A | WE02-11-11.07A-Store | West End Health Precinct | WE | WE02 | AHMS - Adelaide Health and Medical Sciences | 11 | Eleventh Floor | 11.07A | 99105 | State - SAHealth - Adelaide Dental Hospital | 859 | Infrastructure | 0.47 | Store | 4 | Ancillary Area Space Group | 419 | Ancillary Area - Store Room - Generic |  | Excellent | 103.10 | NO
West End Health Precinct_WE02-AHMS - Adelaide Health and Medical Sciences_Eleventh Floor_11.07B _ Store | WE-WE02-11-11.07B | WE02-11-11.07B-Store | West End Health Precinct | WE | WE02 | AHMS - Adelaide Health and Medical Sciences | 11 | Eleventh Floor | 11.07B | 99105 | State - SAHealth - Adelaide Dental Hospital | 859 | Infrastructure | 0.31 | Store | 4 | Ancillary Area Space Group | 419 | Ancillary Area - Store Room - Generic |  | Excellent | 68.01 | NO
West End Health Precinct_WE02-AHMS - Adelaide Health and Medical Sciences_Eleventh Floor_11.08 _ Store | WE-WE02-11-11.08 | WE02-11-11.08-Store | West End Health Precinct | WE | WE02 | AHMS - Adelaide Health and Medical Sciences | 11 | Eleventh Floor | 11.08 | 99105 | State - SAHealth - Adelaide Dental Hospital | 859 | Infrastructure | 16.62 | Store | 4 | Ancillary Area Space Group | 419 | Ancillary Area - Store Room - Generic |  | Excellent | 3,645.95 | NO
West End Health Precinct_WE02-AHMS - Adelaide Health and Medical Sciences_Eleventh Floor_11.09 _ VSR | WE-WE02-11-11.09 | WE02-11-11.09-VSR | West End Health Precinct | WE | WE02 | AHMS - Adelaide Health and Medical Sciences | 11 | Eleventh Floor | 11.09 | 99939 | Unusable Spaces | 99939 | Unusable Spaces | 8.78 | VSR | 8 | Non Useable Floor Area Space Group | 840 | Non-usable - Service riser |  | Excellent | 0.00 | NO
West End Health Precinct_WE02-AHMS - Adelaide Health and Medical Sciences_Eleventh Floor_11.10 _ GPU Dirty 01 | WE-WE02-11-11.10 | WE02-11-11.10-GPU Dirty 01 | West End Health Precinct | WE | WE02 | AHMS - Adelaide Health and Medical Sciences | 11 | Eleventh Floor | 11.10 | 99105 | State - SAHealth - Adelaide Dental Hospital | 859 | Infrastructure | 9.92 | GPU Dirty 01 | 3 | Specialist Teaching or Research Space Group | 314 | Clinical Areas Teaching Space - Undergraduate/Postgraduate |  | Excellent | 3,288.98 | NO
West End Health Precinct_WE02-AHMS - Adelaide Health and Medical Sciences_Eleventh Floor_11.100 _ General Open 38 | WE-WE02-11-11.100 | WE02-11-11.100-General Open 38 | West End Health Precinct | WE | WE02 | AHMS - Adelaide Health and Medical Sciences | 11 | Eleventh Floor | 11.100 | 99105 | State - SAHealth - Adelaide Dental Hospital | 859 | Infrastructure | 14.06 | General Open 38 | 3 | Specialist Teaching or Research Space Group | 314 | Clinical Areas Teaching Space - Undergraduate/Postgraduate |  | Excellent | 4,661.59 | NO
West End Health Precinct_WE02-AHMS - Adelaide Health and Medical Sciences_Eleventh Floor_11.101 _ General Open 39 | WE-WE02-11-11.101 | WE02-11-11.101-General Open 39 | West End Health Precinct | WE | WE02 | AHMS - Adelaide Health and Medical Sciences | 11 | Eleventh Floor | 11.101 | 99105 | State - SAHealth - Adelaide Dental Hospital | 859 | Infrastructure | 14.06 | General Open 39 | 3 | Specialist Teaching or Research Space Group | 314 | Clinical Areas Teaching Space - Undergraduate/Postgraduate |  | Excellent | 4,661.59 | NO
West End Health Precinct_WE02-AHMS - Adelaide Health and Medical Sciences_Eleventh Floor_11.102 _ General Open 40 | WE-WE02-11-11.102 | WE02-11-11.102-General Open 40 | West End Health Precinct | WE | WE02 | AHMS - Adelaide Health and Medical Sciences | 11 | Eleventh Floor | 11.102 | 99105 | State - SAHealth - Adelaide Dental Hospital | 859 | Infrastructure | 14.56 | General Open 40 | 3 | Specialist Teaching or Research Space Group | 314 | Clinical Areas Teaching Space - Undergraduate/Postgraduate |  | Excellent | 4,827.37 | NO
West End Health Precinct_WE02-AHMS - Adelaide Health and Medical Sciences_Eleventh Floor_11.103 _ Interview Room | WE-WE02-11-11.103 | WE02-11-11.103-Interview Room | West End Health Precinct | WE | WE02 | AHMS - Adelaide Health and Medical Sciences | 11 | Eleventh Floor | 11.103 | 99105 | State - SAHealth - Adelaide Dental Hospital | 859 | Infrastructure | 6.48 | Interview Room | 3 | Specialist Teaching or Research Space Group | 314 | Clinical Areas Teaching Space - Undergraduate/Postgraduate |  | Excellent | 2,148.44 | NO
West End Health Precinct_WE02-AHMS - Adelaide Health and Medical Sciences_Eleventh Floor_11.104 _ Water Dosing | WE-WE02-11-11.104 | WE02-11-11.104-Water Dosing | West End Health Precinct | WE | WE02 | AHMS - Adelaide Health and Medical Sciences | 11 | Eleventh Floor | 11.104 | 99105 | State - SAHealth - Adelaide Dental Hospital | 859 | Infrastructure | 1.39 | Water Dosing | 3 | Specialist Teaching or Research Space Group | 314 | Clinical Areas Teaching Space - Undergraduate/Postgraduate |  | Excellent | 460.85 | NO
West End Health Precinct_WE02-AHMS - Adelaide Health and Medical Sciences_Eleventh Floor_11.11 _ Dispensary 01 | WE-WE02-11-11.11 | WE02-11-11.11-Dispensary 01 | West End Health Precinct | WE | WE02 | AHMS - Adelaide Health and Medical Sciences | 11 | Eleventh Floor | 11.11 | 99105 | State - SAHealth - Adelaide Dental Hospital | 859 | Infrastructure | 28.09 | Dispensary 01 | 3 | Specialist Teaching or Research Space Group | 314 | Clinical Areas Teaching Space - Undergraduate/Postgraduate |  | Excellent | 9,313.24 | NO
West End Health Precinct_WE02-AHMS - Adelaide Health and Medical Sciences_Eleventh Floor_11.12 _ General Open 01 | WE-WE02-11-11.12 | WE02-11-11.12-General Open 01 | West End Health Precinct | WE | WE02 | AHMS - Adelaide Health and Medical Sciences | 11 | Eleventh Floor | 11.12 | 99105 | State - SAHealth - Adelaide Dental Hospital | 859 | Infrastructure | 12.67 | General Open 01 | 3 | Specialist Teaching or Research Space Group | 314 | Clinical Areas Teaching Space - Undergraduate/Postgraduate |  | Excellent | 4,200.74 | NO
West End Health Precinct_WE02-AHMS - Adelaide Health and Medical Sciences_Eleventh Floor_11.13 _ General Open 02 | WE-WE02-11-11.13 | WE02-11-11.13-General Open 02 | West End Health Precinct | WE | WE02 | AHMS - Adelaide Health and Medical Sciences | 11 | Eleventh Floor | 11.13 | 99105 | State - SAHealth - Adelaide Dental Hospital | 859 | Infrastructure | 13.38 | General Open 02 | 3 | Specialist Teaching or Research Space Group | 314 | Clinical Areas Teaching Space - Undergraduate/Postgraduate |  | Excellent | 4,436.14 | NO
West End Health Precinct_WE02-AHMS - Adelaide Health and Medical Sciences_Eleventh Floor_11.14 _ General Open 03 | WE-WE02-11-11.14 | WE02-11-11.14-General Open 03 | West End Health Precinct | WE | WE02 | AHMS - Adelaide Health and Medical Sciences | 11 | Eleventh Floor | 11.14 | 99105 | State - SAHealth - Adelaide Dental Hospital | 859 | Infrastructure | 13.14 | General Open 03 | 3 | Specialist Teaching or Research Space Group | 314 | Clinical Areas Teaching Space - Undergraduate/Postgraduate |  | Excellent | 4,356.57 | NO
West End Health Precinct_WE02-AHMS - Adelaide Health and Medical Sciences_Eleventh Floor_11.15 _ General Open 04 | WE-WE02-11-11.15 | WE02-11-11.15-General Open 04 | West End Health Precinct | WE | WE02 | AHMS - Adelaide Health and Medical Sciences | 11 | Eleventh Floor | 11.15 | 99105 | State - SAHealth - Adelaide Dental Hospital | 859 | Infrastructure | 13.14 | General Open 04 | 3 | Specialist Teaching or Research Space Group | 314 | Clinical Areas Teaching Space - Undergraduate/Postgraduate |  | Excellent | 4,356.57 | NO
West End Health Precinct_WE02-AHMS - Adelaide Health and Medical Sciences_Eleventh Floor_11.16 _ General Open 05 | WE-WE02-11-11.16 | WE02-11-11.16-General Open 05 | West End Health Precinct | WE | WE02 | AHMS - Adelaide Health and Medical Sciences | 11 | Eleventh Floor | 11.16 | 99105 | State - SAHealth - Adelaide Dental Hospital | 859 | Infrastructure | 13.13 | General Open 05 | 3 | Specialist Teaching or Research Space Group | 314 | Clinical Areas Teaching Space - Undergraduate/Postgraduate |  | Excellent | 4,353.25 | NO
West End Health Precinct_WE02-AHMS - Adelaide Health and Medical Sciences_Eleventh Floor_11.17 _ Circ. 02 | WE-WE02-11-11.17 | WE02-11-11.17-Circ. 02 | West End Health Precinct | WE | WE02 | AHMS - Adelaide Health and Medical Sciences | 11 | Eleventh Floor | 11.17 | 99105 | State - SAHealth - Adelaide Dental Hospital | 859 | Infrastructure | 21.17 | Circ. 02 | 8 | Non Useable Floor Area Space Group | 805 | Non-usable - Circulation space |  | Excellent | 0.00 | NO
West End Health Precinct_WE02-AHMS - Adelaide Health and Medical Sciences_Eleventh Floor_11.17A _ Waiting | WE-WE02-11-11.17A | WE02-11-11.17A-Waiting | West End Health Precinct | WE | WE02 | AHMS - Adelaide Health and Medical Sciences | 11 | Eleventh Floor | 11.17A | 99105 | State - SAHealth - Adelaide Dental Hospital | 859 | Infrastructure | 9.1 | Waiting | 6 | General Facility Space Group | 623 | General Facility - Waiting Area/Foyer/Reception Area |  | Excellent | 2,540.72 | NO
West End Health Precinct_WE02-AHMS - Adelaide Health and Medical Sciences_Eleventh Floor_11.18 _ General Open 06 | WE-WE02-11-11.18 | WE02-11-11.18-General Open 06 | West End Health Precinct | WE | WE02 | AHMS - Adelaide Health and Medical Sciences | 11 | Eleventh Floor | 11.18 | 99105 | State - SAHealth - Adelaide Dental Hospital | 859 | Infrastructure | 13.27 | General Open 06 | 3 | Specialist Teaching or Research Space Group | 314 | Clinical Areas Teaching Space - Undergraduate/Postgraduate |  | Excellent | 4,399.67 | NO
West End Health Precinct_WE02-AHMS - Adelaide Health and Medical Sciences_Eleventh Floor_11.19 _ General Open 07 | WE-WE02-11-11.19 | WE02-11-11.19-General Open 07 | West End Health Precinct | WE | WE02 | AHMS - Adelaide Health and Medical Sciences | 11 | Eleventh Floor | 11.19 | 99105 | State - SAHealth - Adelaide Dental Hospital | 859 | Infrastructure | 13.29 | General Open 07 | 3 | Specialist Teaching or Research Space Group | 314 | Clinical Areas Teaching Space - Undergraduate/Postgraduate |  | Excellent | 4,406.30 | NO
West End Health Precinct_WE02-AHMS - Adelaide Health and Medical Sciences_Eleventh Floor_11.20 _ General Open 08 | WE-WE02-11-11.20 | WE02-11-11.20-General Open 08 | West End Health Precinct | WE | WE02 | AHMS - Adelaide Health and Medical Sciences | 11 | Eleventh Floor | 11.20 | 99105 | State - SAHealth - Adelaide Dental Hospital | 859 | Infrastructure | 13.29 | General Open 08 | 3 | Specialist Teaching or Research Space Group | 314 | Clinical Areas Teaching Space - Undergraduate/Postgraduate |  | Excellent | 4,406.30 | NO
West End Health Precinct_WE02-AHMS - Adelaide Health and Medical Sciences_Eleventh Floor_11.21 _ General Open 09 | WE-WE02-11-11.21 | WE02-11-11.21-General Open 09 | West End Health Precinct | WE | WE02 | AHMS - Adelaide Health and Medical Sciences | 11 | Eleventh Floor | 11.21 | 99105 | State - SAHealth - Adelaide Dental Hospital | 859 | Infrastructure | 14.49 | General Open 09 | 3 | Specialist Teaching or Research Space Group | 314 | Clinical Areas Teaching Space - Undergraduate/Postgraduate |  | Excellent | 4,804.16 | NO
West End Health Precinct_WE02-AHMS - Adelaide Health and Medical Sciences_Eleventh Floor_11.22 _ General Open 10 | WE-WE02-11-11.22 | WE02-11-11.22-General Open 10 | West End Health Precinct | WE | WE02 | AHMS - Adelaide Health and Medical Sciences | 11 | Eleventh Floor | 11.22 | 99105 | State - SAHealth - Adelaide Dental Hospital | 859 | Infrastructure | 13.47 | General Open 10 | 3 | Specialist Teaching or Research Space Group | 314 | Clinical Areas Teaching Space - Undergraduate/Postgraduate |  | Excellent | 4,465.98 | NO
West End Health Precinct_WE02-AHMS - Adelaide Health and Medical Sciences_Eleventh Floor_11.23 _ DB - Elec | WE-WE02-11-11.23 | WE02-11-11.23-DB - Elec | West End Health Precinct | WE | WE02 | AHMS - Adelaide Health and Medical Sciences | 11 | Eleventh Floor | 11.23 | 99105 | State - SAHealth - Adelaide Dental Hospital | 859 | Infrastructure | 2.27 | DB - Elec | 8 | Non Useable Floor Area Space Group | 815 | Non-usable - Switch room |  | Excellent | 0.00 | NO
West End Health Precinct_WE02-AHMS - Adelaide Health and Medical Sciences_Eleventh Floor_11.24 _ Comms | WE-WE02-11-11.24 | WE02-11-11.24-Comms | West End Health Precinct | WE | WE02 | AHMS - Adelaide Health and Medical Sciences | 11 | Eleventh Floor | 11.24 | 99105 | State - SAHealth - Adelaide Dental Hospital | 859 | Infrastructure | 9.67 | Comms | 8 | Non Useable Floor Area Space Group | 812 | Non-usable - Comms/network system/Telephone/PABX |  | Excellent | 0.00 | NO
West End Health Precinct_WE02-AHMS - Adelaide Health and Medical Sciences_Eleventh Floor_11.25 _ X-Ray 01 | WE-WE02-11-11.25 | WE02-11-11.25-X-Ray 01 | West End Health Precinct | WE | WE02 | AHMS - Adelaide Health and Medical Sciences | 11 | Eleventh Floor | 11.25 | 99105 | State - SAHealth - Adelaide Dental Hospital | 859 | Infrastructure | 10.57 | X-Ray 01 | 3 | Specialist Teaching or Research Space Group | 314 | Clinical Areas Teaching Space - Undergraduate/Postgraduate |  | Excellent | 3,504.48 | NO
West End Health Precinct_WE02-AHMS - Adelaide Health and Medical Sciences_Eleventh Floor_11.26 _ Dispensary 02 | WE-WE02-11-11.26 | WE02-11-11.26-Dispensary 02 | West End Health Precinct | WE | WE02 | AHMS - Adelaide Health and Medical Sciences | 11 | Eleventh Floor | 11.26 | 99105 | State - SAHealth - Adelaide Dental Hospital | 859 | Infrastructure | 16.84 | Dispensary 02 | 3 | Specialist Teaching or Research Space Group | 314 | Clinical Areas Teaching Space - Undergraduate/Postgraduate |  | Excellent | 5,583.30 | NO
West End Health Precinct_WE02-AHMS - Adelaide Health and Medical Sciences_Eleventh Floor_11.27 _ General Open 11 | WE-WE02-11-11.27 | WE02-11-11.27-General Open 11 | West End Health Precinct | WE | WE02 | AHMS - Adelaide Health and Medical Sciences | 11 | Eleventh Floor | 11.27 | 99105 | State - SAHealth - Adelaide Dental Hospital | 859 | Infrastructure | 13.16 | General Open 11 | 3 | Specialist Teaching or Research Space Group | 314 | Clinical Areas Teaching Space - Undergraduate/Postgraduate |  | Excellent | 4,363.20 | NO
West End Health Precinct_WE02-AHMS - Adelaide Health and Medical Sciences_Eleventh Floor_11.28 _ General Open 12 | WE-WE02-11-11.28 | WE02-11-11.28-General Open 12 | West End Health Precinct | WE | WE02 | AHMS - Adelaide Health and Medical Sciences | 11 | Eleventh Floor | 11.28 | 99105 | State - SAHealth - Adelaide Dental Hospital | 859 | Infrastructure | 13.21 | General Open 12 | 3 | Specialist Teaching or Research Space Group | 314 | Clinical Areas Teaching Space - Undergraduate/Postgraduate |  | Excellent | 4,379.78 | NO
West End Health Precinct_WE02-AHMS - Adelaide Health and Medical Sciences_Eleventh Floor_11.29 _ General Open 13 | WE-WE02-11-11.29 | WE02-11-11.29-General Open 13 | West End Health Precinct | WE | WE02 | AHMS - Adelaide Health and Medical Sciences | 11 | Eleventh Floor | 11.29 | 99105 | State - SAHealth - Adelaide Dental Hospital | 859 | Infrastructure | 13.21 | General Open 13 | 3 | Specialist Teaching or Research Space Group | 314 | Clinical Areas Teaching Space - Undergraduate/Postgraduate |  | Excellent | 4,379.78 | NO
West End Health Precinct_WE02-AHMS - Adelaide Health and Medical Sciences_Eleventh Floor_11.30 _ Circ. 03 | WE-WE02-11-11.30 | WE02-11-11.30-Circ. 03 | West End Health Precinct | WE | WE02 | AHMS - Adelaide Health and Medical Sciences | 11 | Eleventh Floor | 11.30 | 99105 | State - SAHealth - Adelaide Dental Hospital | 859 | Infrastructure | 25.29 | Circ. 03 | 8 | Non Useable Floor Area Space Group | 805 | Non-usable - Circulation space |  | Excellent | 0.00 | NO
West End Health Precinct_WE02-AHMS - Adelaide Health and Medical Sciences_Eleventh Floor_11.30A _ Waiting | WE-WE02-11-11.30A | WE02-11-11.30A-Waiting | West End Health Precinct | WE | WE02 | AHMS - Adelaide Health and Medical Sciences | 11 | Eleventh Floor | 11.30A | 99105 | State - SAHealth - Adelaide Dental Hospital | 859 | Infrastructure | 9.1 | Waiting | 6 | General Facility Space Group | 623 | General Facility - Waiting Area/Foyer/Reception Area |  | Excellent | 2,540.72 | NO
West End Health Precinct_WE02-AHMS - Adelaide Health and Medical Sciences_Eleventh Floor_11.31 _ General Open 14 | WE-WE02-11-11.31 | WE02-11-11.31-General Open 14 | West End Health Precinct | WE | WE02 | AHMS - Adelaide Health and Medical Sciences | 11 | Eleventh Floor | 11.31 | 99105 | State - SAHealth - Adelaide Dental Hospital | 859 | Infrastructure | 13.21 | General Open 14 | 3 | Specialist Teaching or Research Space Group | 314 | Clinical Areas Teaching Space - Undergraduate/Postgraduate |  | Excellent | 4,379.78 | NO
West End Health Precinct_WE02-AHMS - Adelaide Health and Medical Sciences_Eleventh Floor_11.32 _ General Open 15 | WE-WE02-11-11.32 | WE02-11-11.32-General Open 15 | West End Health Precinct | WE | WE02 | AHMS - Adelaide Health and Medical Sciences | 11 | Eleventh Floor | 11.32 | 99105 | State - SAHealth - Adelaide Dental Hospital | 859 | Infrastructure | 13.21 | General Open 15 | 3 | Specialist Teaching or Research Space Group | 314 | Clinical Areas Teaching Space - Undergraduate/Postgraduate |  | Excellent | 4,379.78 | NO
West End Health Precinct_WE02-AHMS - Adelaide Health and Medical Sciences_Eleventh Floor_11.33 _ General Open 16 | WE-WE02-11-11.33 | WE02-11-11.33-General Open 16 | West End Health Precinct | WE | WE02 | AHMS - Adelaide Health and Medical Sciences | 11 | Eleventh Floor | 11.33 | 99105 | State - SAHealth - Adelaide Dental Hospital | 859 | Infrastructure | 13.16 | General Open 16 | 3 | Specialist Teaching or Research Space Group | 314 | Clinical Areas Teaching Space - Undergraduate/Postgraduate |  | Excellent | 4,363.20 | NO
West End Health Precinct_WE02-AHMS - Adelaide Health and Medical Sciences_Eleventh Floor_11.34 _ GPU Dirty 02 | WE-WE02-11-11.34 | WE02-11-11.34-GPU Dirty 02 | West End Health Precinct | WE | WE02 | AHMS - Adelaide Health and Medical Sciences | 11 | Eleventh Floor | 11.34 | 99105 | State - SAHealth - Adelaide Dental Hospital | 859 | Infrastructure | 20.51 | GPU Dirty 02 | 3 | Specialist Teaching or Research Space Group | 314 | Clinical Areas Teaching Space - Undergraduate/Postgraduate |  | Excellent | 6,800.09 | NO
West End Health Precinct_WE02-AHMS - Adelaide Health and Medical Sciences_Eleventh Floor_11.36 _ Clinic Workstations | WE-WE02-11-11.36 | WE02-11-11.36-Clinic Workstations | West End Health Precinct | WE | WE02 | AHMS - Adelaide Health and Medical Sciences | 11 | Eleventh Floor | 11.36 | 99105 | State - SAHealth - Adelaide Dental Hospital | 859 | Infrastructure | 19.32 | Clinic Workstations | 3 | Specialist Teaching or Research Space Group | 314 | Clinical Areas Teaching Space - Undergraduate/Postgraduate |  | Excellent | 6,405.55 | NO
West End Health Precinct_WE02-AHMS - Adelaide Health and Medical Sciences_Eleventh Floor_11.36A _ VSR | WE-WE02-11-11.36A | WE02-11-11.36A-VSR | West End Health Precinct | WE | WE02 | AHMS - Adelaide Health and Medical Sciences | 11 | Eleventh Floor | 11.36A | 99105 | State - SAHealth - Adelaide Dental Hospital | 859 | Infrastructure | 0.37 | VSR | 8 | Non Useable Floor Area Space Group | 840 | Non-usable - Service riser |  | Excellent | 0.00 | NO
West End Health Precinct_WE02-AHMS - Adelaide Health and Medical Sciences_Eleventh Floor_11.37 _ Circ. 04 | WE-WE02-11-11.37 | WE02-11-11.37-Circ. 04 | West End Health Precinct | WE | WE02 | AHMS - Adelaide Health and Medical Sciences | 11 | Eleventh Floor | 11.37 | 99105 | State - SAHealth - Adelaide Dental Hospital | 859 | Infrastructure | 34.02 | Circ. 04 | 8 | Non Useable Floor Area Space Group | 805 | Non-usable - Circulation space |  | Excellent | 0.00 | NO
West End Health Precinct_WE02-AHMS - Adelaide Health and Medical Sciences_Eleventh Floor_11.38 _ Dispensary 03 | WE-WE02-11-11.38 | WE02-11-11.38-Dispensary 03 | West End Health Precinct | WE | WE02 | AHMS - Adelaide Health and Medical Sciences | 11 | Eleventh Floor | 11.38 | 99105 | State - SAHealth - Adelaide Dental Hospital | 859 | Infrastructure | 16.66 | Dispensary 03 | 3 | Specialist Teaching or Research Space Group | 314 | Clinical Areas Teaching Space - Undergraduate/Postgraduate |  | Excellent | 5,523.62 | NO
West End Health Precinct_WE02-AHMS - Adelaide Health and Medical Sciences_Eleventh Floor_11.39 _ General Open 17 | WE-WE02-11-11.39 | WE02-11-11.39-General Open 17 | West End Health Precinct | WE | WE02 | AHMS - Adelaide Health and Medical Sciences | 11 | Eleventh Floor | 11.39 | 99105 | State - SAHealth - Adelaide Dental Hospital | 859 | Infrastructure | 13.21 | General Open 17 | 3 | Specialist Teaching or Research Space Group | 314 | Clinical Areas Teaching Space - Undergraduate/Postgraduate |  | Excellent | 4,379.78 | NO
West End Health Precinct_WE02-AHMS - Adelaide Health and Medical Sciences_Eleventh Floor_11.40 _ General Open 18 | WE-WE02-11-11.40 | WE02-11-11.40-General Open 18 | West End Health Precinct | WE | WE02 | AHMS - Adelaide Health and Medical Sciences | 11 | Eleventh Floor | 11.40 | 99105 | State - SAHealth - Adelaide Dental Hospital | 859 | Infrastructure | 13.28 | General Open 18 | 3 | Specialist Teaching or Research Space Group | 314 | Clinical Areas Teaching Space - Undergraduate/Postgraduate |  | Excellent | 4,402.98 | NO
West End Health Precinct_WE02-AHMS - Adelaide Health and Medical Sciences_Eleventh Floor_11.41 _ General Open 19 | WE-WE02-11-11.41 | WE02-11-11.41-General Open 19 | West End Health Precinct | WE | WE02 | AHMS - Adelaide Health and Medical Sciences | 11 | Eleventh Floor | 11.41 | 99105 | State - SAHealth - Adelaide Dental Hospital | 859 | Infrastructure | 13.28 | General Open 19 | 3 | Specialist Teaching or Research Space Group | 314 | Clinical Areas Teaching Space - Undergraduate/Postgraduate |  | Excellent | 4,402.98 | NO
West End Health Precinct_WE02-AHMS - Adelaide Health and Medical Sciences_Eleventh Floor_11.42 _ Circ. 05 | WE-WE02-11-11.42 | WE02-11-11.42-Circ. 05 | West End Health Precinct | WE | WE02 | AHMS - Adelaide Health and Medical Sciences | 11 | Eleventh Floor | 11.42 | 99105 | State - SAHealth - Adelaide Dental Hospital | 859 | Infrastructure | 16.91 | Circ. 05 | 8 | Non Useable Floor Area Space Group | 805 | Non-usable - Circulation space |  | Excellent | 0.00 | NO
West End Health Precinct_WE02-AHMS - Adelaide Health and Medical Sciences_Eleventh Floor_11.42A _ Waiting | WE-WE02-11-11.42A | WE02-11-11.42A-Waiting | West End Health Precinct | WE | WE02 | AHMS - Adelaide Health and Medical Sciences | 11 | Eleventh Floor | 11.42A | 99105 | State - SAHealth - Adelaide Dental Hospital | 859 | Infrastructure | 9.1 | Waiting | 6 | General Facility Space Group | 623 | General Facility - Waiting Area/Foyer/Reception Area |  | Excellent | 2,540.72 | NO
West End Health Precinct_WE02-AHMS - Adelaide Health and Medical Sciences_Eleventh Floor_11.43 _ General Open 20 | WE-WE02-11-11.43 | WE02-11-11.43-General Open 20 | West End Health Precinct | WE | WE02 | AHMS - Adelaide Health and Medical Sciences | 11 | Eleventh Floor | 11.43 | 99105 | State - SAHealth - Adelaide Dental Hospital | 859 | Infrastructure | 13.21 | General Open 20 | 3 | Specialist Teaching or Research Space Group | 314 | Clinical Areas Teaching Space - Undergraduate/Postgraduate |  | Excellent | 4,379.78 | NO
West End Health Precinct_WE02-AHMS - Adelaide Health and Medical Sciences_Eleventh Floor_11.44 _ General Open 21 | WE-WE02-11-11.44 | WE02-11-11.44-General Open 21 | West End Health Precinct | WE | WE02 | AHMS - Adelaide Health and Medical Sciences | 11 | Eleventh Floor | 11.44 | 99105 | State - SAHealth - Adelaide Dental Hospital | 859 | Infrastructure | 13.21 | General Open 21 | 3 | Specialist Teaching or Research Space Group | 314 | Clinical Areas Teaching Space - Undergraduate/Postgraduate |  | Excellent | 4,379.78 | NO
West End Health Precinct_WE02-AHMS - Adelaide Health and Medical Sciences_Eleventh Floor_11.45 _ General Open 22 | WE-WE02-11-11.45 | WE02-11-11.45-General Open 22 | West End Health Precinct | WE | WE02 | AHMS - Adelaide Health and Medical Sciences | 11 | Eleventh Floor | 11.45 | 99105 | State - SAHealth - Adelaide Dental Hospital | 859 | Infrastructure | 12.42 | General Open 22 | 3 | Specialist Teaching or Research Space Group | 314 | Clinical Areas Teaching Space - Undergraduate/Postgraduate |  | Excellent | 4,117.85 | NO
West End Health Precinct_WE02-AHMS - Adelaide Health and Medical Sciences_Eleventh Floor_11.46 _ Lockers | WE-WE02-11-11.46 | WE02-11-11.46-Lockers | West End Health Precinct | WE | WE02 | AHMS - Adelaide Health and Medical Sciences | 11 | Eleventh Floor | 11.46 | 99105 | State - SAHealth - Adelaide Dental Hospital | 859 | Infrastructure | 13.14 | Lockers | 4 | Ancillary Area Space Group | 416 | Ancillary Area - Locker Storage/Room |  | Excellent | 2,882.54 | NO
West End Health Precinct_WE02-AHMS - Adelaide Health and Medical Sciences_Eleventh Floor_11.47 _ X-Ray 02 | WE-WE02-11-11.47 | WE02-11-11.47-X-Ray 02 | West End Health Precinct | WE | WE02 | AHMS - Adelaide Health and Medical Sciences | 11 | Eleventh Floor | 11.47 | 99105 | State - SAHealth - Adelaide Dental Hospital | 859 | Infrastructure | 10 | X-Ray 02 | 3 | Specialist Teaching or Research Space Group | 314 | Clinical Areas Teaching Space - Undergraduate/Postgraduate |  | Excellent | 3,315.50 | NO
West End Health Precinct_WE02-AHMS - Adelaide Health and Medical Sciences_Eleventh Floor_11.48 _ Circ. 06 | WE-WE02-11-11.48 | WE02-11-11.48-Circ. 06 | West End Health Precinct | WE | WE02 | AHMS - Adelaide Health and Medical Sciences | 11 | Eleventh Floor | 11.48 | 99105 | State - SAHealth - Adelaide Dental Hospital | 859 | Infrastructure | 37.51 | Circ. 06 | 8 | Non Useable Floor Area Space Group | 805 | Non-usable - Circulation space |  | Excellent | 0.00 | NO
West End Health Precinct_WE02-AHMS - Adelaide Health and Medical Sciences_Eleventh Floor_11.48A _ Lockers | WE-WE02-11-11.48A | WE02-11-11.48A-Lockers | West End Health Precinct | WE | WE02 | AHMS - Adelaide Health and Medical Sciences | 11 | Eleventh Floor | 11.48A | 99105 | State - SAHealth - Adelaide Dental Hospital | 859 | Infrastructure | 0.9 | Lockers | 4 | Ancillary Area Space Group | 416 | Ancillary Area - Locker Storage/Room |  | Excellent | 197.43 | NO
West End Health Precinct_WE02-AHMS - Adelaide Health and Medical Sciences_Eleventh Floor_11.48B _ Lockers | WE-WE02-11-11.48B | WE02-11-11.48B-Lockers | West End Health Precinct | WE | WE02 | AHMS - Adelaide Health and Medical Sciences | 11 | Eleventh Floor | 11.48B | 99105 | State - SAHealth - Adelaide Dental Hospital | 859 | Infrastructure | 1.95 | Lockers | 4 | Ancillary Area Space Group | 416 | Ancillary Area - Locker Storage/Room |  | Excellent | 427.77 | NO
West End Health Precinct_WE02-AHMS - Adelaide Health and Medical Sciences_Eleventh Floor_11.48C _ Lockers | WE-WE02-11-11.48C | WE02-11-11.48C-Lockers | West End Health Precinct | WE | WE02 | AHMS - Adelaide Health and Medical Sciences | 11 | Eleventh Floor | 11.48C | 99105 | State - SAHealth - Adelaide Dental Hospital | 859 | Infrastructure | 0.6 | Lockers | 4 | Ancillary Area Space Group | 416 | Ancillary Area - Locker Storage/Room |  | Excellent | 131.62 | NO
West End Health Precinct_WE02-AHMS - Adelaide Health and Medical Sciences_Eleventh Floor_11.49 _ X-Ray 03 | WE-WE02-11-11.49 | WE02-11-11.49-X-Ray 03 | West End Health Precinct | WE | WE02 | AHMS - Adelaide Health and Medical Sciences | 11 | Eleventh Floor | 11.49 | 99105 | State - SAHealth - Adelaide Dental Hospital | 859 | Infrastructure | 10.14 | X-Ray 03 | 3 | Specialist Teaching or Research Space Group | 314 | Clinical Areas Teaching Space - Undergraduate/Postgraduate |  | Excellent | 3,361.92 | NO
West End Health Precinct_WE02-AHMS - Adelaide Health and Medical Sciences_Eleventh Floor_11.50 _ Dispensary 04 | WE-WE02-11-11.50 | WE02-11-11.50-Dispensary 04 | West End Health Precinct | WE | WE02 | AHMS - Adelaide Health and Medical Sciences | 11 | Eleventh Floor | 11.50 | 99105 | State - SAHealth - Adelaide Dental Hospital | 859 | Infrastructure | 17.08 | Dispensary 04 | 3 | Specialist Teaching or Research Space Group | 314 | Clinical Areas Teaching Space - Undergraduate/Postgraduate |  | Excellent | 5,662.87 | NO
West End Health Precinct_WE02-AHMS - Adelaide Health and Medical Sciences_Eleventh Floor_11.51 _ General Open 23 | WE-WE02-11-11.51 | WE02-11-11.51-General Open 23 | West End Health Precinct | WE | WE02 | AHMS - Adelaide Health and Medical Sciences | 11 | Eleventh Floor | 11.51 | 99105 | State - SAHealth - Adelaide Dental Hospital | 859 | Infrastructure | 12.42 | General Open 23 | 3 | Specialist Teaching or Research Space Group | 314 | Clinical Areas Teaching Space - Undergraduate/Postgraduate |  | Excellent | 4,117.85 | NO
West End Health Precinct_WE02-AHMS - Adelaide Health and Medical Sciences_Eleventh Floor_11.52 _ General Open 24 | WE-WE02-11-11.52 | WE02-11-11.52-General Open 24 | West End Health Precinct | WE | WE02 | AHMS - Adelaide Health and Medical Sciences | 11 | Eleventh Floor | 11.52 | 99105 | State - SAHealth - Adelaide Dental Hospital | 859 | Infrastructure | 13.21 | General Open 24 | 3 | Specialist Teaching or Research Space Group | 314 | Clinical Areas Teaching Space - Undergraduate/Postgraduate |  | Excellent | 4,379.78 | NO
West End Health Precinct_WE02-AHMS - Adelaide Health and Medical Sciences_Eleventh Floor_11.53 _ General Open 25 | WE-WE02-11-11.53 | WE02-11-11.53-General Open 25 | West End Health Precinct | WE | WE02 | AHMS - Adelaide Health and Medical Sciences | 11 | Eleventh Floor | 11.53 | 99105 | State - SAHealth - Adelaide Dental Hospital | 859 | Infrastructure | 13.2 | General Open 25 | 3 | Specialist Teaching or Research Space Group | 314 | Clinical Areas Teaching Space - Undergraduate/Postgraduate |  | Excellent | 4,376.46 | NO
West End Health Precinct_WE02-AHMS - Adelaide Health and Medical Sciences_Eleventh Floor_11.54 _ General Open 26 | WE-WE02-11-11.54 | WE02-11-11.54-General Open 26 | West End Health Precinct | WE | WE02 | AHMS - Adelaide Health and Medical Sciences | 11 | Eleventh Floor | 11.54 | 99105 | State - SAHealth - Adelaide Dental Hospital | 859 | Infrastructure | 13.14 | General Open 26 | 3 | Specialist Teaching or Research Space Group | 314 | Clinical Areas Teaching Space - Undergraduate/Postgraduate |  | Excellent | 4,356.57 | NO
West End Health Precinct_WE02-AHMS - Adelaide Health and Medical Sciences_Eleventh Floor_11.55 _ General Open 27 | WE-WE02-11-11.55 | WE02-11-11.55-General Open 27 | West End Health Precinct | WE | WE02 | AHMS - Adelaide Health and Medical Sciences | 11 | Eleventh Floor | 11.55 | 99105 | State - SAHealth - Adelaide Dental Hospital | 859 | Infrastructure | 13.14 | General Open 27 | 3 | Specialist Teaching or Research Space Group | 314 | Clinical Areas Teaching Space - Undergraduate/Postgraduate |  | Excellent | 4,356.57 | NO
West End Health Precinct_WE02-AHMS - Adelaide Health and Medical Sciences_Eleventh Floor_11.56 _ General Open 28 | WE-WE02-11-11.56 | WE02-11-11.56-General Open 28 | West End Health Precinct | WE | WE02 | AHMS - Adelaide Health and Medical Sciences | 11 | Eleventh Floor | 11.56 | 99105 | State - SAHealth - Adelaide Dental Hospital | 859 | Infrastructure | 13.47 | General Open 28 | 3 | Specialist Teaching or Research Space Group | 314 | Clinical Areas Teaching Space - Undergraduate/Postgraduate |  | Excellent | 4,465.98 | NO
West End Health Precinct_WE02-AHMS - Adelaide Health and Medical Sciences_Eleventh Floor_11.57 _ DB - Elec | WE-WE02-11-11.57 | WE02-11-11.57-DB - Elec | West End Health Precinct | WE | WE02 | AHMS - Adelaide Health and Medical Sciences | 11 | Eleventh Floor | 11.57 | 99105 | State - SAHealth - Adelaide Dental Hospital | 859 | Infrastructure | 1.59 | DB - Elec | 8 | Non Useable Floor Area Space Group | 815 | Non-usable - Switch room |  | Excellent | 0.00 | NO
West End Health Precinct_WE02-AHMS - Adelaide Health and Medical Sciences_Eleventh Floor_11.58 _ VSR | WE-WE02-11-11.58 | WE02-11-11.58-VSR | West End Health Precinct | WE | WE02 | AHMS - Adelaide Health and Medical Sciences | 11 | Eleventh Floor | 11.58 | 99939 | Unusable Spaces | 99939 | Unusable Spaces | 13.15 | VSR | 8 | Non Useable Floor Area Space Group | 840 | Non-usable - Service riser |  | Excellent | 0.00 | NO
West End Health Precinct_WE02-AHMS - Adelaide Health and Medical Sciences_Eleventh Floor_11.59 _ Office - Patient Flow Manager | WE-WE02-11-11.59 | WE02-11-11.59-Office - Patient Flow Manager | West End Health Precinct | WE | WE02 | AHMS - Adelaide Health and Medical Sciences | 11 | Eleventh Floor | 11.59 | 99105 | State - SAHealth - Adelaide Dental Hospital | 859 | Infrastructure | 9.38 | Office - Patient Flow Manager | 1 | Office Space Group | 108 | Office - Professional/General Staff |  | Excellent | 2,338.30 | NO
West End Health Precinct_WE02-AHMS - Adelaide Health and Medical Sciences_Eleventh Floor_11.60 _ GPU Director | WE-WE02-11-11.60 | WE02-11-11.60-GPU Director | West End Health Precinct | WE | WE02 | AHMS - Adelaide Health and Medical Sciences | 11 | Eleventh Floor | 11.60 | 99105 | State - SAHealth - Adelaide Dental Hospital | 859 | Infrastructure | 10.19 | GPU Director | 3 | Specialist Teaching or Research Space Group | 314 | Clinical Areas Teaching Space - Undergraduate/Postgraduate |  | Excellent | 3,378.49 | NO
West End Health Precinct_WE02-AHMS - Adelaide Health and Medical Sciences_Eleventh Floor_11.61 _ Office - General Manager | WE-WE02-11-11.61 | WE02-11-11.61-Office - General Manager | West End Health Precinct | WE | WE02 | AHMS - Adelaide Health and Medical Sciences | 11 | Eleventh Floor | 11.61 | 99105 | State - SAHealth - Adelaide Dental Hospital | 859 | Infrastructure | 10.07 | Office - General Manager | 1 | Office Space Group | 108 | Office - Professional/General Staff |  | Excellent | 2,510.31 | NO
West End Health Precinct_WE02-AHMS - Adelaide Health and Medical Sciences_Eleventh Floor_11.62 _ Utility | WE-WE02-11-11.62 | WE02-11-11.62-Utility | West End Health Precinct | WE | WE02 | AHMS - Adelaide Health and Medical Sciences | 11 | Eleventh Floor | 11.62 | 99105 | State - SAHealth - Adelaide Dental Hospital | 859 | Infrastructure | 3.87 | Utility | 6 | General Facility Space Group | 603 | General Facility - Resource room |  | Excellent | 1,080.50 | NO
West End Health Precinct_WE02-AHMS - Adelaide Health and Medical Sciences_Eleventh Floor_11.63 _ GPU Office Waiting | WE-WE02-11-11.63 | WE02-11-11.63-GPU Office Waiting | West End Health Precinct | WE | WE02 | AHMS - Adelaide Health and Medical Sciences | 11 | Eleventh Floor | 11.63 | 99105 | State - SAHealth - Adelaide Dental Hospital | 859 | Infrastructure | 18.53 | GPU Office Waiting | 6 | General Facility Space Group | 623 | General Facility - Waiting Area/Foyer/Reception Area |  | Excellent | 5,173.58 | NO
West End Health Precinct_WE02-AHMS - Adelaide Health and Medical Sciences_Eleventh Floor_11.64 _ Office - Reception - GPU | WE-WE02-11-11.64 | WE02-11-11.64-Office - Reception - GPU | West End Health Precinct | WE | WE02 | AHMS - Adelaide Health and Medical Sciences | 11 | Eleventh Floor | 11.64 | 99105 | State - SAHealth - Adelaide Dental Hospital | 859 | Infrastructure | 15.94 | Office - Reception - GPU | 1 | Office Space Group | 118 | Open Plan - Reception Area |  | Excellent | 3,973.61 | NO
West End Health Precinct_WE02-AHMS - Adelaide Health and Medical Sciences_Eleventh Floor_11.65 _ Quiet Room | WE-WE02-11-11.65 | WE02-11-11.65-Quiet Room | West End Health Precinct | WE | WE02 | AHMS - Adelaide Health and Medical Sciences | 11 | Eleventh Floor | 11.65 | 99105 | State - SAHealth - Adelaide Dental Hospital | 859 | Infrastructure | 9.47 | Quiet Room | 1 | Office Space Group | 119 | Informal Work Space |  | Excellent | 2,360.74 | NO
West End Health Precinct_WE02-AHMS - Adelaide Health and Medical Sciences_Eleventh Floor_11.66 _ Open Plan - Workstation | WE-WE02-11-11.66 | WE02-11-11.66-Open Plan - Workstation | West End Health Precinct | WE | WE02 | AHMS - Adelaide Health and Medical Sciences | 11 | Eleventh Floor | 11.66 | 99105 | State - SAHealth - Adelaide Dental Hospital | 859 | Infrastructure | 24.66 | Open Plan - Workstation | 1 | Office Space Group | 111 | Open Plan - Specific type not defined |  | Excellent | 6,147.39 | NO
West End Health Precinct_WE02-AHMS - Adelaide Health and Medical Sciences_Eleventh Floor_11.66.01 _ Workstation | WE-WE02-11-11.66.01 | WE02-11-11.66.01-Workstation | West End Health Precinct | WE | WE02 | AHMS - Adelaide Health and Medical Sciences | 11 | Eleventh Floor | 11.66.01 | 99105 | State - SAHealth - Adelaide Dental Hospital | 859 | Infrastructure | 3.65 | Workstation | 1 | Office Space Group | 111 | Open Plan - Specific type not defined |  | Excellent | 909.89 | NO
West End Health Precinct_WE02-AHMS - Adelaide Health and Medical Sciences_Eleventh Floor_11.66.02 _ Workstation | WE-WE02-11-11.66.02 | WE02-11-11.66.02-Workstation | West End Health Precinct | WE | WE02 | AHMS - Adelaide Health and Medical Sciences | 11 | Eleventh Floor | 11.66.02 | 99105 | State - SAHealth - Adelaide Dental Hospital | 859 | Infrastructure | 4.92 | Workstation | 1 | Office Space Group | 111 | Open Plan - Specific type not defined |  | Excellent | 1,226.49 | NO
West End Health Precinct_WE02-AHMS - Adelaide Health and Medical Sciences_Eleventh Floor_11.66.03 _ Workstation | WE-WE02-11-11.66.03 | WE02-11-11.66.03-Workstation | West End Health Precinct | WE | WE02 | AHMS - Adelaide Health and Medical Sciences | 11 | Eleventh Floor | 11.66.03 | 99105 | State - SAHealth - Adelaide Dental Hospital | 859 | Infrastructure | 4.07 | Workstation | 1 | Office Space Group | 111 | Open Plan - Specific type not defined |  | Excellent | 1,014.59 | NO
West End Health Precinct_WE02-AHMS - Adelaide Health and Medical Sciences_Eleventh Floor_11.66.04 _ Workstation | WE-WE02-11-11.66.04 | WE02-11-11.66.04-Workstation | West End Health Precinct | WE | WE02 | AHMS - Adelaide Health and Medical Sciences | 11 | Eleventh Floor | 11.66.04 | 99105 | State - SAHealth - Adelaide Dental Hospital | 859 | Infrastructure | 4.08 | Workstation | 1 | Office Space Group | 111 | Open Plan - Specific type not defined |  | Excellent | 1,017.09 | NO
West End Health Precinct_WE02-AHMS - Adelaide Health and Medical Sciences_Eleventh Floor_11.66.05 _ Workstation | WE-WE02-11-11.66.05 | WE02-11-11.66.05-Workstation | West End Health Precinct | WE | WE02 | AHMS - Adelaide Health and Medical Sciences | 11 | Eleventh Floor | 11.66.05 | 99105 | State - SAHealth - Adelaide Dental Hospital | 859 | Infrastructure | 4.07 | Workstation | 1 | Office Space Group | 111 | Open Plan - Specific type not defined |  | Excellent | 1,014.59 | NO
West End Health Precinct_WE02-AHMS - Adelaide Health and Medical Sciences_Eleventh Floor_11.66.06 _ Workstation | WE-WE02-11-11.66.06 | WE02-11-11.66.06-Workstation | West End Health Precinct | WE | WE02 | AHMS - Adelaide Health and Medical Sciences | 11 | Eleventh Floor | 11.66.06 | 99105 | State - SAHealth - Adelaide Dental Hospital | 859 | Infrastructure | 4.08 | Workstation | 1 | Office Space Group | 111 | Open Plan - Specific type not defined |  | Excellent | 1,017.09 | NO
West End Health Precinct_WE02-AHMS - Adelaide Health and Medical Sciences_Eleventh Floor_11.66.07 _ Workstation | WE-WE02-11-11.66.07 | WE02-11-11.66.07-Workstation | West End Health Precinct | WE | WE02 | AHMS - Adelaide Health and Medical Sciences | 11 | Eleventh Floor | 11.66.07 | 99105 | State - SAHealth - Adelaide Dental Hospital | 859 | Infrastructure | 4.08 | Workstation | 1 | Office Space Group | 111 | Open Plan - Specific type not defined |  | Excellent | 1,017.09 | NO
West End Health Precinct_WE02-AHMS - Adelaide Health and Medical Sciences_Eleventh Floor_11.66.08 _ Workstation | WE-WE02-11-11.66.08 | WE02-11-11.66.08-Workstation | West End Health Precinct | WE | WE02 | AHMS - Adelaide Health and Medical Sciences | 11 | Eleventh Floor | 11.66.08 | 99105 | State - SAHealth - Adelaide Dental Hospital | 859 | Infrastructure | 4.07 | Workstation | 1 | Office Space Group | 111 | Open Plan - Specific type not defined |  | Excellent | 1,014.59 | NO
West End Health Precinct_WE02-AHMS - Adelaide Health and Medical Sciences_Eleventh Floor_11.66.09 _ Workstation | WE-WE02-11-11.66.09 | WE02-11-11.66.09-Workstation | West End Health Precinct | WE | WE02 | AHMS - Adelaide Health and Medical Sciences | 11 | Eleventh Floor | 11.66.09 | 99105 | State - SAHealth - Adelaide Dental Hospital | 859 | Infrastructure | 5.6 | Workstation | 1 | Office Space Group | 111 | Open Plan - Specific type not defined |  | Excellent | 1,396.00 | NO
West End Health Precinct_WE02-AHMS - Adelaide Health and Medical Sciences_Eleventh Floor_11.66.10 _ Workstation - Hot Desk | WE-WE02-11-11.66.10 | WE02-11-11.66.10-Workstation - Hot Desk | West End Health Precinct | WE | WE02 | AHMS - Adelaide Health and Medical Sciences | 11 | Eleventh Floor | 11.66.10 | 99105 | State - SAHealth - Adelaide Dental Hospital | 859 | Infrastructure | 5.62 | Workstation - Hot Desk | 1 | Office Space Group | 117 | Open Plan - Hot Desk |  | Excellent | 1,400.99 | NO
West End Health Precinct_WE02-AHMS - Adelaide Health and Medical Sciences_Eleventh Floor_11.67 _ Tea Station | WE-WE02-11-11.67 | WE02-11-11.67-Tea Station | West End Health Precinct | WE | WE02 | AHMS - Adelaide Health and Medical Sciences | 11 | Eleventh Floor | 11.67 | 99105 | State - SAHealth - Adelaide Dental Hospital | 859 | Infrastructure | 3.72 | Tea Station | 6 | General Facility Space Group | 608 | General Facility - Kitchen/Servery/Food Storage |  | Excellent | 1,038.62 | NO
West End Health Precinct_WE02-AHMS - Adelaide Health and Medical Sciences_Eleventh Floor_11.68 _ GPU Store | WE-WE02-11-11.68 | WE02-11-11.68-GPU Store | West End Health Precinct | WE | WE02 | AHMS - Adelaide Health and Medical Sciences | 11 | Eleventh Floor | 11.68 | 99105 | State - SAHealth - Adelaide Dental Hospital | 859 | Infrastructure | 10.96 | GPU Store | 4 | Ancillary Area Space Group | 419 | Ancillary Area - Store Room - Generic |  | Excellent | 2,404.31 | NO
West End Health Precinct_WE02-AHMS - Adelaide Health and Medical Sciences_Eleventh Floor_11.69 _ A/L | WE-WE02-11-11.69 | WE02-11-11.69-A/L | West End Health Precinct | WE | WE02 | AHMS - Adelaide Health and Medical Sciences | 11 | Eleventh Floor | 11.69 | 99105 | State - SAHealth - Adelaide Dental Hospital | 859 | Infrastructure | 5.42 | A/L | 8 | Non Useable Floor Area Space Group | 805 | Non-usable - Circulation space |  | Excellent | 0.00 | NO
West End Health Precinct_WE02-AHMS - Adelaide Health and Medical Sciences_Eleventh Floor_11.70 _ UofA Office | WE-WE02-11-11.70 | WE02-11-11.70-UofA Office | West End Health Precinct | WE | WE02 | AHMS - Adelaide Health and Medical Sciences | 11 | Eleventh Floor | 11.70 | 350 | Dental School Administration | 350 | Adelaide Dental School | 30.47 | UofA Office | 1 | Office Space Group | 100 | Office - Specific type not defined |  | Excellent | 7,595.74 | NO
West End Health Precinct_WE02-AHMS - Adelaide Health and Medical Sciences_Eleventh Floor_11.71 _ UofA Tutorial | WE-WE02-11-11.71 | WE02-11-11.71-UofA Tutorial | West End Health Precinct | WE | WE02 | AHMS - Adelaide Health and Medical Sciences | 11 | Eleventh Floor | 11.71 | 350 | Dental School Administration | 350 | Adelaide Dental School | 23.85 | UofA Tutorial | 2 | Teaching Space Group | 206 | Lecture/Seminar/Tutorial/Class Room (<30) Flat Floor |  | Excellent | 7,253.47 | NO
West End Health Precinct_WE02-AHMS - Adelaide Health and Medical Sciences_Eleventh Floor_11.72 _ UofA Tutorial | WE-WE02-11-11.72 | WE02-11-11.72-UofA Tutorial | West End Health Precinct | WE | WE02 | AHMS - Adelaide Health and Medical Sciences | 11 | Eleventh Floor | 11.72 | 350 | Dental School Administration | 350 | Adelaide Dental School | 26.2 | UofA Tutorial | 2 | Teaching Space Group | 206 | Lecture/Seminar/Tutorial/Class Room (<30) Flat Floor |  | Excellent | 7,968.17 | NO
West End Health Precinct_WE02-AHMS - Adelaide Health and Medical Sciences_Eleventh Floor_11.73 _ GPU Dirty 03 | WE-WE02-11-11.73 | WE02-11-11.73-GPU Dirty 03 | West End Health Precinct | WE | WE02 | AHMS - Adelaide Health and Medical Sciences | 11 | Eleventh Floor | 11.73 | 99105 | State - SAHealth - Adelaide Dental Hospital | 859 | Infrastructure | 7.66 | GPU Dirty 03 | 3 | Specialist Teaching or Research Space Group | 314 | Clinical Areas Teaching Space - Undergraduate/Postgraduate |  | Excellent | 2,539.67 | NO
West End Health Precinct_WE02-AHMS - Adelaide Health and Medical Sciences_Eleventh Floor_11.74 _ X-Ray 04 | WE-WE02-11-11.74 | WE02-11-11.74-X-Ray 04 | West End Health Precinct | WE | WE02 | AHMS - Adelaide Health and Medical Sciences | 11 | Eleventh Floor | 11.74 | 99105 | State - SAHealth - Adelaide Dental Hospital | 859 | Infrastructure | 10.03 | X-Ray 04 | 3 | Specialist Teaching or Research Space Group | 314 | Clinical Areas Teaching Space - Undergraduate/Postgraduate |  | Excellent | 3,325.45 | NO
West End Health Precinct_WE02-AHMS - Adelaide Health and Medical Sciences_Eleventh Floor_11.75 _ Dispensary 05 | WE-WE02-11-11.75 | WE02-11-11.75-Dispensary 05 | West End Health Precinct | WE | WE02 | AHMS - Adelaide Health and Medical Sciences | 11 | Eleventh Floor | 11.75 | 99105 | State - SAHealth - Adelaide Dental Hospital | 859 | Infrastructure | 51.28 | Dispensary 05 | 3 | Specialist Teaching or Research Space Group | 314 | Clinical Areas Teaching Space - Undergraduate/Postgraduate |  | Excellent | 17,001.89 | NO
West End Health Precinct_WE02-AHMS - Adelaide Health and Medical Sciences_Eleventh Floor_11.76 _ General Open 29 | WE-WE02-11-11.76 | WE02-11-11.76-General Open 29 | West End Health Precinct | WE | WE02 | AHMS - Adelaide Health and Medical Sciences | 11 | Eleventh Floor | 11.76 | 99105 | State - SAHealth - Adelaide Dental Hospital | 859 | Infrastructure | 12.67 | General Open 29 | 3 | Specialist Teaching or Research Space Group | 314 | Clinical Areas Teaching Space - Undergraduate/Postgraduate |  | Excellent | 4,200.74 | NO
West End Health Precinct_WE02-AHMS - Adelaide Health and Medical Sciences_Eleventh Floor_11.77 _ General Open 30 | WE-WE02-11-11.77 | WE02-11-11.77-General Open 30 | West End Health Precinct | WE | WE02 | AHMS - Adelaide Health and Medical Sciences | 11 | Eleventh Floor | 11.77 | 99105 | State - SAHealth - Adelaide Dental Hospital | 859 | Infrastructure | 12.69 | General Open 30 | 3 | Specialist Teaching or Research Space Group | 314 | Clinical Areas Teaching Space - Undergraduate/Postgraduate |  | Excellent | 4,207.37 | NO
West End Health Precinct_WE02-AHMS - Adelaide Health and Medical Sciences_Eleventh Floor_11.78 _ General Open 31 | WE-WE02-11-11.78 | WE02-11-11.78-General Open 31 | West End Health Precinct | WE | WE02 | AHMS - Adelaide Health and Medical Sciences | 11 | Eleventh Floor | 11.78 | 99105 | State - SAHealth - Adelaide Dental Hospital | 859 | Infrastructure | 12.86 | General Open 31 | 3 | Specialist Teaching or Research Space Group | 314 | Clinical Areas Teaching Space - Undergraduate/Postgraduate |  | Excellent | 4,263.73 | NO
West End Health Precinct_WE02-AHMS - Adelaide Health and Medical Sciences_Eleventh Floor_11.79 _ General Open 32 | WE-WE02-11-11.79 | WE02-11-11.79-General Open 32 | West End Health Precinct | WE | WE02 | AHMS - Adelaide Health and Medical Sciences | 11 | Eleventh Floor | 11.79 | 99105 | State - SAHealth - Adelaide Dental Hospital | 859 | Infrastructure | 12.67 | General Open 32 | 3 | Specialist Teaching or Research Space Group | 314 | Clinical Areas Teaching Space - Undergraduate/Postgraduate |  | Excellent | 4,200.74 | NO
West End Health Precinct_WE02-AHMS - Adelaide Health and Medical Sciences_Eleventh Floor_11.80 _ General Open 33 | WE-WE02-11-11.80 | WE02-11-11.80-General Open 33 | West End Health Precinct | WE | WE02 | AHMS - Adelaide Health and Medical Sciences | 11 | Eleventh Floor | 11.80 | 99105 | State - SAHealth - Adelaide Dental Hospital | 859 | Infrastructure | 12.69 | General Open 33 | 3 | Specialist Teaching or Research Space Group | 314 | Clinical Areas Teaching Space - Undergraduate/Postgraduate |  | Excellent | 4,207.37 | NO
West End Health Precinct_WE02-AHMS - Adelaide Health and Medical Sciences_Eleventh Floor_11.81 _ X-Ray 05 | WE-WE02-11-11.81 | WE02-11-11.81-X-Ray 05 | West End Health Precinct | WE | WE02 | AHMS - Adelaide Health and Medical Sciences | 11 | Eleventh Floor | 11.81 | 99105 | State - SAHealth - Adelaide Dental Hospital | 859 | Infrastructure | 10.3 | X-Ray 05 | 3 | Specialist Teaching or Research Space Group | 314 | Clinical Areas Teaching Space - Undergraduate/Postgraduate |  | Excellent | 3,414.97 | NO
West End Health Precinct_WE02-AHMS - Adelaide Health and Medical Sciences_Eleventh Floor_11.82 _ GPU Closed 01 | WE-WE02-11-11.82 | WE02-11-11.82-GPU Closed 01 | West End Health Precinct | WE | WE02 | AHMS - Adelaide Health and Medical Sciences | 11 | Eleventh Floor | 11.82 | 99105 | State - SAHealth - Adelaide Dental Hospital | 859 | Infrastructure | 12.54 | GPU Closed 01 | 3 | Specialist Teaching or Research Space Group | 314 | Clinical Areas Teaching Space - Undergraduate/Postgraduate |  | Excellent | 4,157.64 | NO
West End Health Precinct_WE02-AHMS - Adelaide Health and Medical Sciences_Eleventh Floor_11.83 _ Circ. 07 | WE-WE02-11-11.83 | WE02-11-11.83-Circ. 07 | West End Health Precinct | WE | WE02 | AHMS - Adelaide Health and Medical Sciences | 11 | Eleventh Floor | 11.83 | 99105 | State - SAHealth - Adelaide Dental Hospital | 859 | Infrastructure | 22.67 | Circ. 07 | 8 | Non Useable Floor Area Space Group | 805 | Non-usable - Circulation space |  | Excellent | 0.00 | NO
West End Health Precinct_WE02-AHMS - Adelaide Health and Medical Sciences_Eleventh Floor_11.84 _ Circ. 08 | WE-WE02-11-11.84 | WE02-11-11.84-Circ. 08 | West End Health Precinct | WE | WE02 | AHMS - Adelaide Health and Medical Sciences | 11 | Eleventh Floor | 11.84 | 99105 | State - SAHealth - Adelaide Dental Hospital | 859 | Infrastructure | 16.84 | Circ. 08 | 8 | Non Useable Floor Area Space Group | 805 | Non-usable - Circulation space |  | Excellent | 0.00 | NO
West End Health Precinct_WE02-AHMS - Adelaide Health and Medical Sciences_Eleventh Floor_11.84A _ Store | WE-WE02-11-11.84A | WE02-11-11.84A-Store | West End Health Precinct | WE | WE02 | AHMS - Adelaide Health and Medical Sciences | 11 | Eleventh Floor | 11.84A | 99105 | State - SAHealth - Adelaide Dental Hospital | 859 | Infrastructure | 0.95 | Store | 4 | Ancillary Area Space Group | 419 | Ancillary Area - Store Room - Generic |  | Excellent | 208.40 | NO
West End Health Precinct_WE02-AHMS - Adelaide Health and Medical Sciences_Eleventh Floor_11.85 _ I/O Double | WE-WE02-11-11.85 | WE02-11-11.85-I/O Double | West End Health Precinct | WE | WE02 | AHMS - Adelaide Health and Medical Sciences | 11 | Eleventh Floor | 11.85 | 99105 | State - SAHealth - Adelaide Dental Hospital | 859 | Infrastructure | 21.71 | I/O Double | 3 | Specialist Teaching or Research Space Group | 314 | Clinical Areas Teaching Space - Undergraduate/Postgraduate |  | Excellent | 7,197.95 | NO
West End Health Precinct_WE02-AHMS - Adelaide Health and Medical Sciences_Eleventh Floor_11.86 _ OPG/CEPH 01 | WE-WE02-11-11.86 | WE02-11-11.86-OPG/CEPH 01 | West End Health Precinct | WE | WE02 | AHMS - Adelaide Health and Medical Sciences | 11 | Eleventh Floor | 11.86 | 99105 | State - SAHealth - Adelaide Dental Hospital | 859 | Infrastructure | 12.48 | OPG/CEPH 01 | 3 | Specialist Teaching or Research Space Group | 314 | Clinical Areas Teaching Space - Undergraduate/Postgraduate |  | Excellent | 4,137.74 | NO
West End Health Precinct_WE02-AHMS - Adelaide Health and Medical Sciences_Eleventh Floor_11.87 _ OPG/CEPH 02 | WE-WE02-11-11.87 | WE02-11-11.87-OPG/CEPH 02 | West End Health Precinct | WE | WE02 | AHMS - Adelaide Health and Medical Sciences | 11 | Eleventh Floor | 11.87 | 99105 | State - SAHealth - Adelaide Dental Hospital | 859 | Infrastructure | 13.79 | OPG/CEPH 02 | 3 | Specialist Teaching or Research Space Group | 314 | Clinical Areas Teaching Space - Undergraduate/Postgraduate |  | Excellent | 4,572.08 | NO
West End Health Precinct_WE02-AHMS - Adelaide Health and Medical Sciences_Eleventh Floor_11.88 _ Waiting - Radiology | WE-WE02-11-11.88 | WE02-11-11.88-Waiting - Radiology | West End Health Precinct | WE | WE02 | AHMS - Adelaide Health and Medical Sciences | 11 | Eleventh Floor | 11.88 | 99105 | State - SAHealth - Adelaide Dental Hospital | 859 | Infrastructure | 15.99 | Waiting - Radiology | 6 | General Facility Space Group | 623 | General Facility - Waiting Area/Foyer/Reception Area |  | Excellent | 4,464.41 | NO
West End Health Precinct_WE02-AHMS - Adelaide Health and Medical Sciences_Eleventh Floor_11.89 _ Office - Reception - Radiology | WE-WE02-11-11.89 | WE02-11-11.89-Office - Reception - Radiology | West End Health Precinct | WE | WE02 | AHMS - Adelaide Health and Medical Sciences | 11 | Eleventh Floor | 11.89 | 99105 | State - SAHealth - Adelaide Dental Hospital | 859 | Infrastructure | 12.46 | Office - Reception - Radiology | 1 | Office Space Group | 118 | Open Plan - Reception Area |  | Excellent | 3,106.10 | NO
West End Health Precinct_WE02-AHMS - Adelaide Health and Medical Sciences_Eleventh Floor_11.90 _ Office - Radiology | WE-WE02-11-11.90 | WE02-11-11.90-Office - Radiology | West End Health Precinct | WE | WE02 | AHMS - Adelaide Health and Medical Sciences | 11 | Eleventh Floor | 11.90 | 99105 | State - SAHealth - Adelaide Dental Hospital | 859 | Infrastructure | 17.59 | Office - Radiology | 1 | Office Space Group | 100 | Office - Specific type not defined |  | Excellent | 4,384.94 | NO
West End Health Precinct_WE02-AHMS - Adelaide Health and Medical Sciences_Eleventh Floor_11.91 _ Production | WE-WE02-11-11.91 | WE02-11-11.91-Production | West End Health Precinct | WE | WE02 | AHMS - Adelaide Health and Medical Sciences | 11 | Eleventh Floor | 11.91 | 99105 | State - SAHealth - Adelaide Dental Hospital | 859 | Infrastructure | 11.48 | Production | 3 | Specialist Teaching or Research Space Group | 314 | Clinical Areas Teaching Space - Undergraduate/Postgraduate |  | Excellent | 3,806.19 | NO
West End Health Precinct_WE02-AHMS - Adelaide Health and Medical Sciences_Eleventh Floor_11.92 _ Cone Xray | WE-WE02-11-11.92 | WE02-11-11.92-Cone Xray | West End Health Precinct | WE | WE02 | AHMS - Adelaide Health and Medical Sciences | 11 | Eleventh Floor | 11.92 | 99105 | State - SAHealth - Adelaide Dental Hospital | 859 | Infrastructure | 5.25 | Cone Xray | 3 | Specialist Teaching or Research Space Group | 314 | Clinical Areas Teaching Space - Undergraduate/Postgraduate |  | Excellent | 1,740.64 | NO
West End Health Precinct_WE02-AHMS - Adelaide Health and Medical Sciences_Eleventh Floor_11.92A _ Cone Xray | WE-WE02-11-11.92A | WE02-11-11.92A-Cone Xray | West End Health Precinct | WE | WE02 | AHMS - Adelaide Health and Medical Sciences | 11 | Eleventh Floor | 11.92A | 99105 | State - SAHealth - Adelaide Dental Hospital | 859 | Infrastructure | 6.06 | Cone Xray | 3 | Specialist Teaching or Research Space Group | 314 | Clinical Areas Teaching Space - Undergraduate/Postgraduate |  | Excellent | 2,009.19 | NO
West End Health Precinct_WE02-AHMS - Adelaide Health and Medical Sciences_Eleventh Floor_11.93 _ GPU Closed 02 | WE-WE02-11-11.93 | WE02-11-11.93-GPU Closed 02 | West End Health Precinct | WE | WE02 | AHMS - Adelaide Health and Medical Sciences | 11 | Eleventh Floor | 11.93 | 99105 | State - SAHealth - Adelaide Dental Hospital | 859 | Infrastructure | 12.99 | GPU Closed 02 | 3 | Specialist Teaching or Research Space Group | 314 | Clinical Areas Teaching Space - Undergraduate/Postgraduate |  | Excellent | 4,306.84 | NO
West End Health Precinct_WE02-AHMS - Adelaide Health and Medical Sciences_Eleventh Floor_11.94 _ GPU Closed 03 | WE-WE02-11-11.94 | WE02-11-11.94-GPU Closed 03 | West End Health Precinct | WE | WE02 | AHMS - Adelaide Health and Medical Sciences | 11 | Eleventh Floor | 11.94 | 99105 | State - SAHealth - Adelaide Dental Hospital | 859 | Infrastructure | 13 | GPU Closed 03 | 3 | Specialist Teaching or Research Space Group | 314 | Clinical Areas Teaching Space - Undergraduate/Postgraduate |  | Excellent | 4,310.15 | NO
West End Health Precinct_WE02-AHMS - Adelaide Health and Medical Sciences_Eleventh Floor_11.95 _ GPU Closed 04 | WE-WE02-11-11.95 | WE02-11-11.95-GPU Closed 04 | West End Health Precinct | WE | WE02 | AHMS - Adelaide Health and Medical Sciences | 11 | Eleventh Floor | 11.95 | 99105 | State - SAHealth - Adelaide Dental Hospital | 859 | Infrastructure | 13.15 | GPU Closed 04 | 3 | Specialist Teaching or Research Space Group | 314 | Clinical Areas Teaching Space - Undergraduate/Postgraduate |  | Excellent | 4,359.88 | NO
West End Health Precinct_WE02-AHMS - Adelaide Health and Medical Sciences_Eleventh Floor_11.96 _ General Open 34 | WE-WE02-11-11.96 | WE02-11-11.96-General Open 34 | West End Health Precinct | WE | WE02 | AHMS - Adelaide Health and Medical Sciences | 11 | Eleventh Floor | 11.96 | 99105 | State - SAHealth - Adelaide Dental Hospital | 859 | Infrastructure | 13.75 | General Open 34 | 3 | Specialist Teaching or Research Space Group | 314 | Clinical Areas Teaching Space - Undergraduate/Postgraduate |  | Excellent | 4,558.81 | NO
West End Health Precinct_WE02-AHMS - Adelaide Health and Medical Sciences_Eleventh Floor_11.97 _ General Open 35 | WE-WE02-11-11.97 | WE02-11-11.97-General Open 35 | West End Health Precinct | WE | WE02 | AHMS - Adelaide Health and Medical Sciences | 11 | Eleventh Floor | 11.97 | 99105 | State - SAHealth - Adelaide Dental Hospital | 859 | Infrastructure | 14.06 | General Open 35 | 3 | Specialist Teaching or Research Space Group | 314 | Clinical Areas Teaching Space - Undergraduate/Postgraduate |  | Excellent | 4,661.59 | NO
West End Health Precinct_WE02-AHMS - Adelaide Health and Medical Sciences_Eleventh Floor_11.98 _ General Open 36 | WE-WE02-11-11.98 | WE02-11-11.98-General Open 36 | West End Health Precinct | WE | WE02 | AHMS - Adelaide Health and Medical Sciences | 11 | Eleventh Floor | 11.98 | 99105 | State - SAHealth - Adelaide Dental Hospital | 859 | Infrastructure | 14.04 | General Open 36 | 3 | Specialist Teaching or Research Space Group | 314 | Clinical Areas Teaching Space - Undergraduate/Postgraduate |  | Excellent | 4,654.96 | NO
West End Health Precinct_WE02-AHMS - Adelaide Health and Medical Sciences_Eleventh Floor_11.99 _ General Open 37 | WE-WE02-11-11.99 | WE02-11-11.99-General Open 37 | West End Health Precinct | WE | WE02 | AHMS - Adelaide Health and Medical Sciences | 11 | Eleventh Floor | 11.99 | 99105 | State - SAHealth - Adelaide Dental Hospital | 859 | Infrastructure | 14.08 | General Open 37 | 3 | Specialist Teaching or Research Space Group | 314 | Clinical Areas Teaching Space - Undergraduate/Postgraduate |  | Excellent | 4,668.22 | NO
West End Health Precinct_WE02-AHMS - Adelaide Health and Medical Sciences_Eleventh Floor_11001 _ West Edgescape | WE-WE02-11-11001 | WE02-11-11001-West Edgescape | West End Health Precinct | WE | WE02 | AHMS - Adelaide Health and Medical Sciences | 11 | Eleventh Floor | 11001 | 99939 | Unusable Spaces | 99939 | Unusable Spaces | 49.68 | West Edgescape | 6 | General Facility Space Group | 604 | General Facility - Common Room General Access |  | Excellent | 13,870.66 | NO
West End Health Precinct_WE02-AHMS - Adelaide Health and Medical Sciences_Eleventh Floor_11002 _ Plantroom - West | WE-WE02-11-11002 | WE02-11-11002-Plantroom - West | West End Health Precinct | WE | WE02 | AHMS - Adelaide Health and Medical Sciences | 11 | Eleventh Floor | 11002 | 99939 | Unusable Spaces | 99939 | Unusable Spaces | 51.91 | Plantroom - West | 8 | Non Useable Floor Area Space Group | 810 | Non-usable - Mechanical plant room |  | Excellent | 0.00 | NO
West End Health Precinct_WE02-AHMS - Adelaide Health and Medical Sciences_Eleventh Floor_11003 _ A/L | WE-WE02-11-11003 | WE02-11-11003-A/L | West End Health Precinct | WE | WE02 | AHMS - Adelaide Health and Medical Sciences | 11 | Eleventh Floor | 11003 | 99939 | Unusable Spaces | 99939 | Unusable Spaces | 12.59 | A/L | 8 | Non Useable Floor Area Space Group | 805 | Non-usable - Circulation space |  | Excellent | 0.00 | NO
West End Health Precinct_WE02-AHMS - Adelaide Health and Medical Sciences_Eleventh Floor_11007 _ Lift Lobby - West | WE-WE02-11-11007 | WE02-11-11007-Lift Lobby - West | West End Health Precinct | WE | WE02 | AHMS - Adelaide Health and Medical Sciences | 11 | Eleventh Floor | 11007 | 99939 | Unusable Spaces | 99939 | Unusable Spaces | 27.34 | Lift Lobby - West | 8 | Non Useable Floor Area Space Group | 805 | Non-usable - Circulation space |  | Excellent | 0.00 | NO
West End Health Precinct_WE02-AHMS - Adelaide Health and Medical Sciences_Eleventh Floor_11008 _ VSR | WE-WE02-11-11008 | WE02-11-11008-VSR | West End Health Precinct | WE | WE02 | AHMS - Adelaide Health and Medical Sciences | 11 | Eleventh Floor | 11008 | 99939 | Unusable Spaces | 99939 | Unusable Spaces | 4.88 | VSR | 8 | Non Useable Floor Area Space Group | 840 | Non-usable - Service riser |  | Excellent | 0.00 | NO
West End Health Precinct_WE02-AHMS - Adelaide Health and Medical Sciences_Eleventh Floor_11012 _ Hyd | WE-WE02-11-11012 | WE02-11-11012-Hyd | West End Health Precinct | WE | WE02 | AHMS - Adelaide Health and Medical Sciences | 11 | Eleventh Floor | 11012 | 99939 | Unusable Spaces | 99939 | Unusable Spaces | 3.51 | Hyd | 8 | Non Useable Floor Area Space Group | 840 | Non-usable - Service riser |  | Excellent | 0.00 | NO
West End Health Precinct_WE02-AHMS - Adelaide Health and Medical Sciences_Eleventh Floor_11013 _ WC - F 1 | WE-WE02-11-11013 | WE02-11-11013-WC - F 1 | West End Health Precinct | WE | WE02 | AHMS - Adelaide Health and Medical Sciences | 11 | Eleventh Floor | 11013 | 99939 | Unusable Spaces | 99939 | Unusable Spaces | 18.03 | WC - F 1 | 8 | Non Useable Floor Area Space Group | 820 | Non-usable - Toilets/Amenities - Female |  | Excellent | 0.00 | NO
West End Health Precinct_WE02-AHMS - Adelaide Health and Medical Sciences_Eleventh Floor_11014 _ WC Access | WE-WE02-11-11014 | WE02-11-11014-WC Access | West End Health Precinct | WE | WE02 | AHMS - Adelaide Health and Medical Sciences | 11 | Eleventh Floor | 11014 | 99939 | Unusable Spaces | 99939 | Unusable Spaces | 5.31 | WC Access | 8 | Non Useable Floor Area Space Group | 818 | Non-usable - Toilets/Amenities - Unisex Accessible |  | Excellent | 0.00 | NO
West End Health Precinct_WE02-AHMS - Adelaide Health and Medical Sciences_Eleventh Floor_11014A _ VSR | WE-WE02-11-11014A | WE02-11-11014A-VSR | West End Health Precinct | WE | WE02 | AHMS - Adelaide Health and Medical Sciences | 11 | Eleventh Floor | 11014A | 99939 | Unusable Spaces | 99939 | Unusable Spaces | 0.58 | VSR | 8 | Non Useable Floor Area Space Group | 840 | Non-usable - Service riser |  | Excellent | 0.00 | NO
West End Health Precinct_WE02-AHMS - Adelaide Health and Medical Sciences_Eleventh Floor_11015 _ A/L - F 1 | WE-WE02-11-11015 | WE02-11-11015-A/L - F 1 | West End Health Precinct | WE | WE02 | AHMS - Adelaide Health and Medical Sciences | 11 | Eleventh Floor | 11015 | 99939 | Unusable Spaces | 99939 | Unusable Spaces | 2.13 | A/L - F 1 | 8 | Non Useable Floor Area Space Group | 820 | Non-usable - Toilets/Amenities - Female |  | Excellent | 0.00 | NO
West End Health Precinct_WE02-AHMS - Adelaide Health and Medical Sciences_Eleventh Floor_11016 _ Circ. | WE-WE02-11-11016 | WE02-11-11016-Circ. | West End Health Precinct | WE | WE02 | AHMS - Adelaide Health and Medical Sciences | 11 | Eleventh Floor | 11016 | 99939 | Unusable Spaces | 99939 | Unusable Spaces | 11.49 | Circ. | 8 | Non Useable Floor Area Space Group | 805 | Non-usable - Circulation space |  | Excellent | 0.00 | NO
West End Health Precinct_WE02-AHMS - Adelaide Health and Medical Sciences_Eleventh Floor_11017 _ Elec | WE-WE02-11-11017 | WE02-11-11017-Elec | West End Health Precinct | WE | WE02 | AHMS - Adelaide Health and Medical Sciences | 11 | Eleventh Floor | 11017 | 99939 | Unusable Spaces | 99939 | Unusable Spaces | 2.12 | Elec | 8 | Non Useable Floor Area Space Group | 840 | Non-usable - Service riser |  | Excellent | 0.00 | NO
West End Health Precinct_WE02-AHMS - Adelaide Health and Medical Sciences_Eleventh Floor_11018 _ VSR | WE-WE02-11-11018 | WE02-11-11018-VSR | West End Health Precinct | WE | WE02 | AHMS - Adelaide Health and Medical Sciences | 11 | Eleventh Floor | 11018 | 99939 | Unusable Spaces | 99939 | Unusable Spaces | 0.65 | VSR | 8 | Non Useable Floor Area Space Group | 840 | Non-usable - Service riser |  | Excellent | 0.00 | NO
West End Health Precinct_WE02-AHMS - Adelaide Health and Medical Sciences_Eleventh Floor_11019 _ WC - M 1 | WE-WE02-11-11019 | WE02-11-11019-WC - M 1 | West End Health Precinct | WE | WE02 | AHMS - Adelaide Health and Medical Sciences | 11 | Eleventh Floor | 11019 | 99939 | Unusable Spaces | 99939 | Unusable Spaces | 17.62 | WC - M 1 | 8 | Non Useable Floor Area Space Group | 821 | Non-usable - Toilets/Amenities - Male |  | Excellent | 0.00 | NO
West End Health Precinct_WE02-AHMS - Adelaide Health and Medical Sciences_Eleventh Floor_11020 _ A/L - M 1 | WE-WE02-11-11020 | WE02-11-11020-A/L - M 1 | West End Health Precinct | WE | WE02 | AHMS - Adelaide Health and Medical Sciences | 11 | Eleventh Floor | 11020 | 99939 | Unusable Spaces | 99939 | Unusable Spaces | 2.16 | A/L - M 1 | 8 | Non Useable Floor Area Space Group | 821 | Non-usable - Toilets/Amenities - Male |  | Excellent | 0.00 | NO
West End Health Precinct_WE02-AHMS - Adelaide Health and Medical Sciences_Eleventh Floor_11021 _ Cleaner 1 | WE-WE02-11-11021 | WE02-11-11021-Cleaner 1 | West End Health Precinct | WE | WE02 | AHMS - Adelaide Health and Medical Sciences | 11 | Eleventh Floor | 11021 | 99939 | Unusable Spaces | 99939 | Unusable Spaces | 1.75 | Cleaner 1 | 8 | Non Useable Floor Area Space Group | 806 | Non-usable - Cleaners room |  | Excellent | 0.00 | NO
West End Health Precinct_WE02-AHMS - Adelaide Health and Medical Sciences_Eleventh Floor_11022 _ Comms | WE-WE02-11-11022 | WE02-11-11022-Comms | West End Health Precinct | WE | WE02 | AHMS - Adelaide Health and Medical Sciences | 11 | Eleventh Floor | 11022 | 99939 | Unusable Spaces | 99939 | Unusable Spaces | 1.43 | Comms | 8 | Non Useable Floor Area Space Group | 812 | Non-usable - Comms/network system/Telephone/PABX |  | Excellent | 0.00 | NO
West End Health Precinct_WE02-AHMS - Adelaide Health and Medical Sciences_Eleventh Floor_11024 _ VSR | WE-WE02-11-11024 | WE02-11-11024-VSR | West End Health Precinct | WE | WE02 | AHMS - Adelaide Health and Medical Sciences | 11 | Eleventh Floor | 11024 | 99939 | Unusable Spaces | 99939 | Unusable Spaces | 1.37 | VSR | 8 | Non Useable Floor Area Space Group | 840 | Non-usable - Service riser |  | Excellent | 0.00 | NO
West End Health Precinct_WE02-AHMS - Adelaide Health and Medical Sciences_Eleventh Floor_11025 _ Fire | WE-WE02-11-11025 | WE02-11-11025-Fire | West End Health Precinct | WE | WE02 | AHMS - Adelaide Health and Medical Sciences | 11 | Eleventh Floor | 11025 | 99939 | Unusable Spaces | 99939 | Unusable Spaces | 0.47 | Fire | 8 | Non Useable Floor Area Space Group | 840 | Non-usable - Service riser |  | Excellent | 0.00 | NO
West End Health Precinct_WE02-AHMS - Adelaide Health and Medical Sciences_Eleventh Floor_11026 _ FH | WE-WE02-11-11026 | WE02-11-11026-FH | West End Health Precinct | WE | WE02 | AHMS - Adelaide Health and Medical Sciences | 11 | Eleventh Floor | 11026 | 99939 | Unusable Spaces | 99939 | Unusable Spaces | 0.48 | FH | 8 | Non Useable Floor Area Space Group | 840 | Non-usable - Service riser |  | Excellent | 0.00 | NO
West End Health Precinct_WE02-AHMS - Adelaide Health and Medical Sciences_Eleventh Floor_11027 _ Stair - Pressurisation | WE-WE02-11-11027 | WE02-11-11027-Stair - Pressurisation | West End Health Precinct | WE | WE02 | AHMS - Adelaide Health and Medical Sciences | 11 | Eleventh Floor | 11027 | 99939 | Unusable Spaces | 99939 | Unusable Spaces | 2.76 | Stair - Pressurisation | 8 | Non Useable Floor Area Space Group | 840 | Non-usable - Service riser |  | Excellent | 0.00 | NO
West End Health Precinct_WE02-AHMS - Adelaide Health and Medical Sciences_Eleventh Floor_11028 _ Stair - West | WE-WE02-11-11028 | WE02-11-11028-Stair - West | West End Health Precinct | WE | WE02 | AHMS - Adelaide Health and Medical Sciences | 11 | Eleventh Floor | 11028 | 99939 | Unusable Spaces | 99939 | Unusable Spaces | 32.14 | Stair - West | 8 | Non Useable Floor Area Space Group | 805 | Non-usable - Circulation space |  | Excellent | 0.00 | NO
West End Health Precinct_WE02-AHMS - Adelaide Health and Medical Sciences_Eleventh Floor_11030 _ Plantroom - East | WE-WE02-11-11030 | WE02-11-11030-Plantroom - East | West End Health Precinct | WE | WE02 | AHMS - Adelaide Health and Medical Sciences | 11 | Eleventh Floor | 11030 | 99939 | Unusable Spaces | 99939 | Unusable Spaces | 46.11 | Plantroom - East | 8 | Non Useable Floor Area Space Group | 810 | Non-usable - Mechanical plant room |  | Excellent | 0.00 | NO
West End Health Precinct_WE02-AHMS - Adelaide Health and Medical Sciences_Eleventh Floor_11030A _ Sevices | WE-WE02-11-11030A | WE02-11-11030A-Sevices | West End Health Precinct | WE | WE02 | AHMS - Adelaide Health and Medical Sciences | 11 | Eleventh Floor | 11030A | 99939 | Unusable Spaces | 99939 | Unusable Spaces | 0.56 | Sevices | 8 | Non Useable Floor Area Space Group | 840 | Non-usable - Service riser |  | Excellent | 0.00 | NO
West End Health Precinct_WE02-AHMS - Adelaide Health and Medical Sciences_Eleventh Floor_11031 _ Gas | WE-WE02-11-11031 | WE02-11-11031-Gas | West End Health Precinct | WE | WE02 | AHMS - Adelaide Health and Medical Sciences | 11 | Eleventh Floor | 11031 | 99939 | Unusable Spaces | 99939 | Unusable Spaces | 0.93 | Gas | 8 | Non Useable Floor Area Space Group | 840 | Non-usable - Service riser |  | Excellent | 0.00 | NO
West End Health Precinct_WE02-AHMS - Adelaide Health and Medical Sciences_Eleventh Floor_11032 _ Comms | WE-WE02-11-11032 | WE02-11-11032-Comms | West End Health Precinct | WE | WE02 | AHMS - Adelaide Health and Medical Sciences | 11 | Eleventh Floor | 11032 | 99939 | Unusable Spaces | 99939 | Unusable Spaces | 0.56 | Comms | 8 | Non Useable Floor Area Space Group | 812 | Non-usable - Comms/network system/Telephone/PABX |  | Excellent | 0.00 | NO
West End Health Precinct_WE02-AHMS - Adelaide Health and Medical Sciences_Eleventh Floor_11033 _ Hyd | WE-WE02-11-11033 | WE02-11-11033-Hyd | West End Health Precinct | WE | WE02 | AHMS - Adelaide Health and Medical Sciences | 11 | Eleventh Floor | 11033 | 99939 | Unusable Spaces | 99939 | Unusable Spaces | 0.39 | Hyd | 8 | Non Useable Floor Area Space Group | 840 | Non-usable - Service riser |  | Excellent | 0.00 | NO
West End Health Precinct_WE02-AHMS - Adelaide Health and Medical Sciences_Eleventh Floor_11034 _ FHR | WE-WE02-11-11034 | WE02-11-11034-FHR | West End Health Precinct | WE | WE02 | AHMS - Adelaide Health and Medical Sciences | 11 | Eleventh Floor | 11034 | 99939 | Unusable Spaces | 99939 | Unusable Spaces | 0.37 | FHR | 8 | Non Useable Floor Area Space Group | 840 | Non-usable - Service riser |  | Excellent | 0.00 | NO
West End Health Precinct_WE02-AHMS - Adelaide Health and Medical Sciences_Eleventh Floor_11035 _ Elec | WE-WE02-11-11035 | WE02-11-11035-Elec | West End Health Precinct | WE | WE02 | AHMS - Adelaide Health and Medical Sciences | 11 | Eleventh Floor | 11035 | 99939 | Unusable Spaces | 99939 | Unusable Spaces | 2.86 | Elec | 8 | Non Useable Floor Area Space Group | 840 | Non-usable - Service riser |  | Excellent | 0.00 | NO
West End Health Precinct_WE02-AHMS - Adelaide Health and Medical Sciences_Eleventh Floor_11036 _ Stair - East | WE-WE02-11-11036 | WE02-11-11036-Stair - East | West End Health Precinct | WE | WE02 | AHMS - Adelaide Health and Medical Sciences | 11 | Eleventh Floor | 11036 | 99939 | Unusable Spaces | 99939 | Unusable Spaces | 49.14 | Stair - East | 8 | Non Useable Floor Area Space Group | 805 | Non-usable - Circulation space |  | Excellent | 0.00 | NO
West End Health Precinct_WE02-AHMS - Adelaide Health and Medical Sciences_Eleventh Floor_11037 _ Stair - Pressurisation | WE-WE02-11-11037 | WE02-11-11037-Stair - Pressurisation | West End Health Precinct | WE | WE02 | AHMS - Adelaide Health and Medical Sciences | 11 | Eleventh Floor | 11037 | 99939 | Unusable Spaces | 99939 | Unusable Spaces | 2.02 | Stair - Pressurisation | 8 | Non Useable Floor Area Space Group | 840 | Non-usable - Service riser |  | Excellent | 0.00 | NO
West End Health Precinct_WE02-AHMS - Adelaide Health and Medical Sciences_Eleventh Floor_11037A _ Sevices | WE-WE02-11-11037A | WE02-11-11037A-Sevices | West End Health Precinct | WE | WE02 | AHMS - Adelaide Health and Medical Sciences | 11 | Eleventh Floor | 11037A | 99939 | Unusable Spaces | 99939 | Unusable Spaces | 0.42 | Sevices | 8 | Non Useable Floor Area Space Group | 840 | Non-usable - Service riser |  | Excellent | 0.00 | NO
West End Health Precinct_WE02-AHMS - Adelaide Health and Medical Sciences_Eleventh Floor_11038 _ A/L - F 2 | WE-WE02-11-11038 | WE02-11-11038-A/L - F 2 | West End Health Precinct | WE | WE02 | AHMS - Adelaide Health and Medical Sciences | 11 | Eleventh Floor | 11038 | 99939 | Unusable Spaces | 99939 | Unusable Spaces | 7.26 | A/L - F 2 | 8 | Non Useable Floor Area Space Group | 820 | Non-usable - Toilets/Amenities - Female |  | Excellent | 0.00 | NO
West End Health Precinct_WE02-AHMS - Adelaide Health and Medical Sciences_Eleventh Floor_11039 _ WC - F 2 | WE-WE02-11-11039 | WE02-11-11039-WC - F 2 | West End Health Precinct | WE | WE02 | AHMS - Adelaide Health and Medical Sciences | 11 | Eleventh Floor | 11039 | 99939 | Unusable Spaces | 99939 | Unusable Spaces | 11.27 | WC - F 2 | 8 | Non Useable Floor Area Space Group | 820 | Non-usable - Toilets/Amenities - Female |  | Excellent | 0.00 | NO
West End Health Precinct_WE02-AHMS - Adelaide Health and Medical Sciences_Eleventh Floor_11041 _ WC - M 2 | WE-WE02-11-11041 | WE02-11-11041-WC - M 2 | West End Health Precinct | WE | WE02 | AHMS - Adelaide Health and Medical Sciences | 11 | Eleventh Floor | 11041 | 99939 | Unusable Spaces | 99939 | Unusable Spaces | 11.23 | WC - M 2 | 8 | Non Useable Floor Area Space Group | 821 | Non-usable - Toilets/Amenities - Male |  | Excellent | 0.00 | NO
West End Health Precinct_WE02-AHMS - Adelaide Health and Medical Sciences_Eleventh Floor_11041A _ Sevices | WE-WE02-11-11041A | WE02-11-11041A-Sevices | West End Health Precinct | WE | WE02 | AHMS - Adelaide Health and Medical Sciences | 11 | Eleventh Floor | 11041A | 99939 | Unusable Spaces | 99939 | Unusable Spaces | 1.02 | Sevices | 8 | Non Useable Floor Area Space Group | 840 | Non-usable - Service riser |  | Excellent | 0.00 | NO
West End Health Precinct_WE02-AHMS - Adelaide Health and Medical Sciences_Eleventh Floor_11042 _ A/L - M 2 | WE-WE02-11-11042 | WE02-11-11042-A/L - M 2 | West End Health Precinct | WE | WE02 | AHMS - Adelaide Health and Medical Sciences | 11 | Eleventh Floor | 11042 | 99939 | Unusable Spaces | 99939 | Unusable Spaces | 5.87 | A/L - M 2 | 8 | Non Useable Floor Area Space Group | 821 | Non-usable - Toilets/Amenities - Male |  | Excellent | 0.00 | NO
West End Health Precinct_WE02-AHMS - Adelaide Health and Medical Sciences_Eleventh Floor_11042A _ VSR | WE-WE02-11-11042A | WE02-11-11042A-VSR | West End Health Precinct | WE | WE02 | AHMS - Adelaide Health and Medical Sciences | 11 | Eleventh Floor | 11042A | 99939 | Unusable Spaces | 99939 | Unusable Spaces | 2.56 | VSR | 8 | Non Useable Floor Area Space Group | 840 | Non-usable - Service riser |  | Excellent | 0.00 | NO
West End Health Precinct_WE02-AHMS - Adelaide Health and Medical Sciences_Eleventh Floor_11042B _ Sevices | WE-WE02-11-11042B | WE02-11-11042B-Sevices | West End Health Precinct | WE | WE02 | AHMS - Adelaide Health and Medical Sciences | 11 | Eleventh Floor | 11042B | 99939 | Unusable Spaces | 99939 | Unusable Spaces | 0.48 | Sevices | 8 | Non Useable Floor Area Space Group | 840 | Non-usable - Service riser |  | Excellent | 0.00 | NO
West End Health Precinct_WE02-AHMS - Adelaide Health and Medical Sciences_Eleventh Floor_11043 _ Cleaner 2 | WE-WE02-11-11043 | WE02-11-11043-Cleaner 2 | West End Health Precinct | WE | WE02 | AHMS - Adelaide Health and Medical Sciences | 11 | Eleventh Floor | 11043 | 99939 | Unusable Spaces | 99939 | Unusable Spaces | 1.36 | Cleaner 2 | 8 | Non Useable Floor Area Space Group | 806 | Non-usable - Cleaners room |  | Excellent | 0.00 | NO
West End Health Precinct_WE02-AHMS - Adelaide Health and Medical Sciences_Eleventh Floor_11043A _ Sevices | WE-WE02-11-11043A | WE02-11-11043A-Sevices | West End Health Precinct | WE | WE02 | AHMS - Adelaide Health and Medical Sciences | 11 | Eleventh Floor | 11043A | 99939 | Unusable Spaces | 99939 | Unusable Spaces | 0.2 | Sevices | 8 | Non Useable Floor Area Space Group | 840 | Non-usable - Service riser |  | Excellent | 0.00 | NO
West End Health Precinct_WE02-AHMS - Adelaide Health and Medical Sciences_Eleventh Floor_11044 _ Lift Lobby - East | WE-WE02-11-11044 | WE02-11-11044-Lift Lobby - East | West End Health Precinct | WE | WE02 | AHMS - Adelaide Health and Medical Sciences | 11 | Eleventh Floor | 11044 | 99939 | Unusable Spaces | 99939 | Unusable Spaces | 22.68 | Lift Lobby - East | 8 | Non Useable Floor Area Space Group | 805 | Non-usable - Circulation space |  | Excellent | 0.00 | NO
West End Health Precinct_WE02-AHMS - Adelaide Health and Medical Sciences_Eleventh Floor_11046 _ East Edgescape | WE-WE02-11-11046 | WE02-11-11046-East Edgescape | West End Health Precinct | WE | WE02 | AHMS - Adelaide Health and Medical Sciences | 11 | Eleventh Floor | 11046 | 99939 | Unusable Spaces | 99939 | Unusable Spaces | 18.74 | East Edgescape | 6 | General Facility Space Group | 604 | General Facility - Common Room General Access |  | Excellent | 5,232.21 | NO
West End Health Precinct_WE02-AHMS - Adelaide Health and Medical Sciences_Twelfth Floor_12.01 _ SNU & Surgery Waiting | WE-WE02-12-12.01 | WE02-12-12.01-SNU & Surgery Waiting | West End Health Precinct | WE | WE02 | AHMS - Adelaide Health and Medical Sciences | 12 | Twelfth Floor | 12.01 | 99105 | State - SAHealth - Adelaide Dental Hospital | 859 | Infrastructure | 75.91 | SNU & Surgery Waiting | 3 | Specialist Teaching or Research Space Group | 314 | Clinical Areas Teaching Space - Undergraduate/Postgraduate |  | Excellent | 25,167.96 | NO
West End Health Precinct_WE02-AHMS - Adelaide Health and Medical Sciences_Twelfth Floor_12.02 _ SNU & Surgery Reception | WE-WE02-12-12.02 | WE02-12-12.02-SNU & Surgery Reception | West End Health Precinct | WE | WE02 | AHMS - Adelaide Health and Medical Sciences | 12 | Twelfth Floor | 12.02 | 99105 | State - SAHealth - Adelaide Dental Hospital | 859 | Infrastructure | 25.52 | SNU & Surgery Reception | 3 | Specialist Teaching or Research Space Group | 314 | Clinical Areas Teaching Space - Undergraduate/Postgraduate |  | Excellent | 8,461.16 | NO
West End Health Precinct_WE02-AHMS - Adelaide Health and Medical Sciences_Twelfth Floor_12.03 _ Interview Room | WE-WE02-12-12.03 | WE02-12-12.03-Interview Room | West End Health Precinct | WE | WE02 | AHMS - Adelaide Health and Medical Sciences | 12 | Twelfth Floor | 12.03 | 99105 | State - SAHealth - Adelaide Dental Hospital | 859 | Infrastructure | 8.39 | Interview Room | 3 | Specialist Teaching or Research Space Group | 314 | Clinical Areas Teaching Space - Undergraduate/Postgraduate |  | Excellent | 2,781.70 | NO
West End Health Precinct_WE02-AHMS - Adelaide Health and Medical Sciences_Twelfth Floor_12.04 _ Waiting / Entry | WE-WE02-12-12.04 | WE02-12-12.04-Waiting / Entry | West End Health Precinct | WE | WE02 | AHMS - Adelaide Health and Medical Sciences | 12 | Twelfth Floor | 12.04 | 99105 | State - SAHealth - Adelaide Dental Hospital | 859 | Infrastructure | 53.39 | Waiting / Entry | 6 | General Facility Space Group | 623 | General Facility - Waiting Area/Foyer/Reception Area |  | Excellent | 14,906.49 | NO
West End Health Precinct_WE02-AHMS - Adelaide Health and Medical Sciences_Twelfth Floor_12.05 _ Resto & Ortho Reception | WE-WE02-12-12.05 | WE02-12-12.05-Resto & Ortho Reception | West End Health Precinct | WE | WE02 | AHMS - Adelaide Health and Medical Sciences | 12 | Twelfth Floor | 12.05 | 99105 | State - SAHealth - Adelaide Dental Hospital | 859 | Infrastructure | 19.99 | Resto & Ortho Reception | 3 | Specialist Teaching or Research Space Group | 314 | Clinical Areas Teaching Space - Undergraduate/Postgraduate |  | Excellent | 6,627.69 | NO
West End Health Precinct_WE02-AHMS - Adelaide Health and Medical Sciences_Twelfth Floor_12.07 _ Ortho - Open | WE-WE02-12-12.07 | WE02-12-12.07-Ortho - Open | West End Health Precinct | WE | WE02 | AHMS - Adelaide Health and Medical Sciences | 12 | Twelfth Floor | 12.07 | 99105 | State - SAHealth - Adelaide Dental Hospital | 859 | Infrastructure | 17.76 | Ortho - Open | 3 | Specialist Teaching or Research Space Group | 314 | Clinical Areas Teaching Space - Undergraduate/Postgraduate |  | Excellent | 5,888.33 | NO
West End Health Precinct_WE02-AHMS - Adelaide Health and Medical Sciences_Twelfth Floor_12.08 _ Ortho - Open | WE-WE02-12-12.08 | WE02-12-12.08-Ortho - Open | West End Health Precinct | WE | WE02 | AHMS - Adelaide Health and Medical Sciences | 12 | Twelfth Floor | 12.08 | 99105 | State - SAHealth - Adelaide Dental Hospital | 859 | Infrastructure | 17.93 | Ortho - Open | 3 | Specialist Teaching or Research Space Group | 314 | Clinical Areas Teaching Space - Undergraduate/Postgraduate |  | Excellent | 5,944.69 | NO
West End Health Precinct_WE02-AHMS - Adelaide Health and Medical Sciences_Twelfth Floor_12.09 _ Circ. | WE-WE02-12-12.09 | WE02-12-12.09-Circ. | West End Health Precinct | WE | WE02 | AHMS - Adelaide Health and Medical Sciences | 12 | Twelfth Floor | 12.09 | 99105 | State - SAHealth - Adelaide Dental Hospital | 859 | Infrastructure | 9.01 | Circ. | 8 | Non Useable Floor Area Space Group | 805 | Non-usable - Circulation space |  | Excellent | 0.00 | NO
West End Health Precinct_WE02-AHMS - Adelaide Health and Medical Sciences_Twelfth Floor_12.10 _ Ortho - Closed/Latex Free | WE-WE02-12-12.10 | WE02-12-12.10-Ortho - Closed/Latex Free | West End Health Precinct | WE | WE02 | AHMS - Adelaide Health and Medical Sciences | 12 | Twelfth Floor | 12.10 | 99105 | State - SAHealth - Adelaide Dental Hospital | 859 | Infrastructure | 12.82 | Ortho - Closed/Latex Free | 3 | Specialist Teaching or Research Space Group | 314 | Clinical Areas Teaching Space - Undergraduate/Postgraduate |  | Excellent | 4,250.47 | NO
West End Health Precinct_WE02-AHMS - Adelaide Health and Medical Sciences_Twelfth Floor_12.100 _ Surgery - Closed | WE-WE02-12-12.100 | WE02-12-12.100-Surgery - Closed | West End Health Precinct | WE | WE02 | AHMS - Adelaide Health and Medical Sciences | 12 | Twelfth Floor | 12.100 | 99105 | State - SAHealth - Adelaide Dental Hospital | 859 | Infrastructure | 12.57 | Surgery - Closed | 3 | Specialist Teaching or Research Space Group | 314 | Clinical Areas Teaching Space - Undergraduate/Postgraduate |  | Excellent | 4,167.58 | NO
West End Health Precinct_WE02-AHMS - Adelaide Health and Medical Sciences_Twelfth Floor_12.101 _ Surgery - Closed | WE-WE02-12-12.101 | WE02-12-12.101-Surgery - Closed | West End Health Precinct | WE | WE02 | AHMS - Adelaide Health and Medical Sciences | 12 | Twelfth Floor | 12.101 | 99105 | State - SAHealth - Adelaide Dental Hospital | 859 | Infrastructure | 19.19 | Surgery - Closed | 3 | Specialist Teaching or Research Space Group | 314 | Clinical Areas Teaching Space - Undergraduate/Postgraduate |  | Excellent | 6,362.45 | NO
West End Health Precinct_WE02-AHMS - Adelaide Health and Medical Sciences_Twelfth Floor_12.102 _ Surgery - Closed | WE-WE02-12-12.102 | WE02-12-12.102-Surgery - Closed | West End Health Precinct | WE | WE02 | AHMS - Adelaide Health and Medical Sciences | 12 | Twelfth Floor | 12.102 | 99105 | State - SAHealth - Adelaide Dental Hospital | 859 | Infrastructure | 19.19 | Surgery - Closed | 3 | Specialist Teaching or Research Space Group | 314 | Clinical Areas Teaching Space - Undergraduate/Postgraduate |  | Excellent | 6,362.45 | NO
West End Health Precinct_WE02-AHMS - Adelaide Health and Medical Sciences_Twelfth Floor_12.103 _ Mini Lab | WE-WE02-12-12.103 | WE02-12-12.103-Mini Lab | West End Health Precinct | WE | WE02 | AHMS - Adelaide Health and Medical Sciences | 12 | Twelfth Floor | 12.103 | 99105 | State - SAHealth - Adelaide Dental Hospital | 859 | Infrastructure | 14.07 | Mini Lab | 3 | Specialist Teaching or Research Space Group | 314 | Clinical Areas Teaching Space - Undergraduate/Postgraduate |  | Excellent | 4,664.91 | NO
West End Health Precinct_WE02-AHMS - Adelaide Health and Medical Sciences_Twelfth Floor_12.104 _ SNU - General - Closed | WE-WE02-12-12.104 | WE02-12-12.104-SNU - General - Closed | West End Health Precinct | WE | WE02 | AHMS - Adelaide Health and Medical Sciences | 12 | Twelfth Floor | 12.104 | 99105 | State - SAHealth - Adelaide Dental Hospital | 859 | Infrastructure | 12.73 | SNU - General - Closed | 3 | Specialist Teaching or Research Space Group | 314 | Clinical Areas Teaching Space - Undergraduate/Postgraduate |  | Excellent | 4,220.63 | NO
West End Health Precinct_WE02-AHMS - Adelaide Health and Medical Sciences_Twelfth Floor_12.105 _ SNU - General - Closed | WE-WE02-12-12.105 | WE02-12-12.105-SNU - General - Closed | West End Health Precinct | WE | WE02 | AHMS - Adelaide Health and Medical Sciences | 12 | Twelfth Floor | 12.105 | 99105 | State - SAHealth - Adelaide Dental Hospital | 859 | Infrastructure | 12.57 | SNU - General - Closed | 3 | Specialist Teaching or Research Space Group | 314 | Clinical Areas Teaching Space - Undergraduate/Postgraduate |  | Excellent | 4,167.58 | NO
West End Health Precinct_WE02-AHMS - Adelaide Health and Medical Sciences_Twelfth Floor_12.106 _ SNU - Dis - Closed | WE-WE02-12-12.106 | WE02-12-12.106-SNU - Dis - Closed | West End Health Precinct | WE | WE02 | AHMS - Adelaide Health and Medical Sciences | 12 | Twelfth Floor | 12.106 | 99105 | State - SAHealth - Adelaide Dental Hospital | 859 | Infrastructure | 22.39 | SNU - Dis - Closed | 3 | Specialist Teaching or Research Space Group | 314 | Clinical Areas Teaching Space - Undergraduate/Postgraduate |  | Excellent | 7,423.41 | NO
West End Health Precinct_WE02-AHMS - Adelaide Health and Medical Sciences_Twelfth Floor_12.107 _ SNU - Dis - Closed | WE-WE02-12-12.107 | WE02-12-12.107-SNU - Dis - Closed | West End Health Precinct | WE | WE02 | AHMS - Adelaide Health and Medical Sciences | 12 | Twelfth Floor | 12.107 | 99105 | State - SAHealth - Adelaide Dental Hospital | 859 | Infrastructure | 18.71 | SNU - Dis - Closed | 3 | Specialist Teaching or Research Space Group | 314 | Clinical Areas Teaching Space - Undergraduate/Postgraduate |  | Excellent | 6,203.30 | NO
West End Health Precinct_WE02-AHMS - Adelaide Health and Medical Sciences_Twelfth Floor_12.108 _ SNU - Large - Closed | WE-WE02-12-12.108 | WE02-12-12.108-SNU - Large - Closed | West End Health Precinct | WE | WE02 | AHMS - Adelaide Health and Medical Sciences | 12 | Twelfth Floor | 12.108 | 99105 | State - SAHealth - Adelaide Dental Hospital | 859 | Infrastructure | 12.57 | SNU - Large - Closed | 3 | Specialist Teaching or Research Space Group | 314 | Clinical Areas Teaching Space - Undergraduate/Postgraduate |  | Excellent | 4,167.58 | NO
West End Health Precinct_WE02-AHMS - Adelaide Health and Medical Sciences_Twelfth Floor_12.109 _ SNU Store | WE-WE02-12-12.109 | WE02-12-12.109-SNU Store | West End Health Precinct | WE | WE02 | AHMS - Adelaide Health and Medical Sciences | 12 | Twelfth Floor | 12.109 | 99105 | State - SAHealth - Adelaide Dental Hospital | 859 | Infrastructure | 9.36 | SNU Store | 3 | Specialist Teaching or Research Space Group | 314 | Clinical Areas Teaching Space - Undergraduate/Postgraduate |  | Excellent | 3,103.31 | NO
West End Health Precinct_WE02-AHMS - Adelaide Health and Medical Sciences_Twelfth Floor_12.11 _ Ortho Director | WE-WE02-12-12.11 | WE02-12-12.11-Ortho Director | West End Health Precinct | WE | WE02 | AHMS - Adelaide Health and Medical Sciences | 12 | Twelfth Floor | 12.11 | 99105 | State - SAHealth - Adelaide Dental Hospital | 859 | Infrastructure | 9.05 | Ortho Director | 3 | Specialist Teaching or Research Space Group | 314 | Clinical Areas Teaching Space - Undergraduate/Postgraduate |  | Excellent | 3,000.53 | NO
West End Health Precinct_WE02-AHMS - Adelaide Health and Medical Sciences_Twelfth Floor_12.111 _ Resto SDA | WE-WE02-12-12.111 | WE02-12-12.111-Resto SDA | West End Health Precinct | WE | WE02 | AHMS - Adelaide Health and Medical Sciences | 12 | Twelfth Floor | 12.111 | 99105 | State - SAHealth - Adelaide Dental Hospital | 859 | Infrastructure | 8.75 | Resto SDA | 3 | Specialist Teaching or Research Space Group | 314 | Clinical Areas Teaching Space - Undergraduate/Postgraduate |  | Excellent | 2,901.06 | NO
West End Health Precinct_WE02-AHMS - Adelaide Health and Medical Sciences_Twelfth Floor_12.12 _ Ortho Store | WE-WE02-12-12.12 | WE02-12-12.12-Ortho Store | West End Health Precinct | WE | WE02 | AHMS - Adelaide Health and Medical Sciences | 12 | Twelfth Floor | 12.12 | 99105 | State - SAHealth - Adelaide Dental Hospital | 859 | Infrastructure | 20.97 | Ortho Store | 3 | Specialist Teaching or Research Space Group | 314 | Clinical Areas Teaching Space - Undergraduate/Postgraduate |  | Excellent | 6,952.60 | NO
West End Health Precinct_WE02-AHMS - Adelaide Health and Medical Sciences_Twelfth Floor_12.13 _ Ortho SDA & Hum | WE-WE02-12-12.13 | WE02-12-12.13-Ortho SDA & Hum | West End Health Precinct | WE | WE02 | AHMS - Adelaide Health and Medical Sciences | 12 | Twelfth Floor | 12.13 | 99105 | State - SAHealth - Adelaide Dental Hospital | 859 | Infrastructure | 10.06 | Ortho SDA & Hum | 3 | Specialist Teaching or Research Space Group | 314 | Clinical Areas Teaching Space - Undergraduate/Postgraduate |  | Excellent | 3,335.39 | NO
West End Health Precinct_WE02-AHMS - Adelaide Health and Medical Sciences_Twelfth Floor_12.14 _ VSR | WE-WE02-12-12.14 | WE02-12-12.14-VSR | West End Health Precinct | WE | WE02 | AHMS - Adelaide Health and Medical Sciences | 12 | Twelfth Floor | 12.14 | 99939 | Unusable Spaces | 99939 | Unusable Spaces | 8.78 | VSR | 8 | Non Useable Floor Area Space Group | 840 | Non-usable - Service riser |  | Excellent | 0.00 | NO
West End Health Precinct_WE02-AHMS - Adelaide Health and Medical Sciences_Twelfth Floor_12.15 _ Photo Room | WE-WE02-12-12.15 | WE02-12-12.15-Photo Room | West End Health Precinct | WE | WE02 | AHMS - Adelaide Health and Medical Sciences | 12 | Twelfth Floor | 12.15 | 99105 | State - SAHealth - Adelaide Dental Hospital | 859 | Infrastructure | 7.66 | Photo Room | 3 | Specialist Teaching or Research Space Group | 314 | Clinical Areas Teaching Space - Undergraduate/Postgraduate |  | Excellent | 2,539.67 | NO
West End Health Precinct_WE02-AHMS - Adelaide Health and Medical Sciences_Twelfth Floor_12.16 _ Circ. | WE-WE02-12-12.16 | WE02-12-12.16-Circ. | West End Health Precinct | WE | WE02 | AHMS - Adelaide Health and Medical Sciences | 12 | Twelfth Floor | 12.16 | 99105 | State - SAHealth - Adelaide Dental Hospital | 859 | Infrastructure | 39.25 | Circ. | 8 | Non Useable Floor Area Space Group | 805 | Non-usable - Circulation space |  | Excellent | 0.00 | NO
West End Health Precinct_WE02-AHMS - Adelaide Health and Medical Sciences_Twelfth Floor_12.17 _ Instrument Bench | WE-WE02-12-12.17 | WE02-12-12.17-Instrument Bench | West End Health Precinct | WE | WE02 | AHMS - Adelaide Health and Medical Sciences | 12 | Twelfth Floor | 12.17 | 99105 | State - SAHealth - Adelaide Dental Hospital | 859 | Infrastructure | 11.92 | Instrument Bench | 3 | Specialist Teaching or Research Space Group | 314 | Clinical Areas Teaching Space - Undergraduate/Postgraduate |  | Excellent | 3,952.08 | NO
West End Health Precinct_WE02-AHMS - Adelaide Health and Medical Sciences_Twelfth Floor_12.18 _ DB - Elec | WE-WE02-12-12.18 | WE02-12-12.18-DB - Elec | West End Health Precinct | WE | WE02 | AHMS - Adelaide Health and Medical Sciences | 12 | Twelfth Floor | 12.18 | 99105 | State - SAHealth - Adelaide Dental Hospital | 859 | Infrastructure | 2.16 | DB - Elec | 8 | Non Useable Floor Area Space Group | 815 | Non-usable - Switch room |  | Excellent | 0.00 | NO
West End Health Precinct_WE02-AHMS - Adelaide Health and Medical Sciences_Twelfth Floor_12.19 _ Dispensary | WE-WE02-12-12.19 | WE02-12-12.19-Dispensary | West End Health Precinct | WE | WE02 | AHMS - Adelaide Health and Medical Sciences | 12 | Twelfth Floor | 12.19 | 99105 | State - SAHealth - Adelaide Dental Hospital | 859 | Infrastructure | 19.35 | Dispensary | 3 | Specialist Teaching or Research Space Group | 314 | Clinical Areas Teaching Space - Undergraduate/Postgraduate |  | Excellent | 6,415.49 | NO
West End Health Precinct_WE02-AHMS - Adelaide Health and Medical Sciences_Twelfth Floor_12.20 _ Ortho - Open | WE-WE02-12-12.20 | WE02-12-12.20-Ortho - Open | West End Health Precinct | WE | WE02 | AHMS - Adelaide Health and Medical Sciences | 12 | Twelfth Floor | 12.20 | 99105 | State - SAHealth - Adelaide Dental Hospital | 859 | Infrastructure | 13.69 | Ortho - Open | 3 | Specialist Teaching or Research Space Group | 314 | Clinical Areas Teaching Space - Undergraduate/Postgraduate |  | Excellent | 4,538.92 | NO
West End Health Precinct_WE02-AHMS - Adelaide Health and Medical Sciences_Twelfth Floor_12.21 _ Ortho - Open | WE-WE02-12-12.21 | WE02-12-12.21-Ortho - Open | West End Health Precinct | WE | WE02 | AHMS - Adelaide Health and Medical Sciences | 12 | Twelfth Floor | 12.21 | 99105 | State - SAHealth - Adelaide Dental Hospital | 859 | Infrastructure | 13.56 | Ortho - Open | 3 | Specialist Teaching or Research Space Group | 314 | Clinical Areas Teaching Space - Undergraduate/Postgraduate |  | Excellent | 4,495.82 | NO
West End Health Precinct_WE02-AHMS - Adelaide Health and Medical Sciences_Twelfth Floor_12.22 _ Ortho - Open | WE-WE02-12-12.22 | WE02-12-12.22-Ortho - Open | West End Health Precinct | WE | WE02 | AHMS - Adelaide Health and Medical Sciences | 12 | Twelfth Floor | 12.22 | 99105 | State - SAHealth - Adelaide Dental Hospital | 859 | Infrastructure | 13.72 | Ortho - Open | 3 | Specialist Teaching or Research Space Group | 314 | Clinical Areas Teaching Space - Undergraduate/Postgraduate |  | Excellent | 4,548.87 | NO
West End Health Precinct_WE02-AHMS - Adelaide Health and Medical Sciences_Twelfth Floor_12.23 _ Waiting | WE-WE02-12-12.23 | WE02-12-12.23-Waiting | West End Health Precinct | WE | WE02 | AHMS - Adelaide Health and Medical Sciences | 12 | Twelfth Floor | 12.23 | 99105 | State - SAHealth - Adelaide Dental Hospital | 859 | Infrastructure | 24.6 | Waiting | 6 | General Facility Space Group | 623 | General Facility - Waiting Area/Foyer/Reception Area |  | Excellent | 6,868.32 | NO
West End Health Precinct_WE02-AHMS - Adelaide Health and Medical Sciences_Twelfth Floor_12.24 _ Ortho - Open | WE-WE02-12-12.24 | WE02-12-12.24-Ortho - Open | West End Health Precinct | WE | WE02 | AHMS - Adelaide Health and Medical Sciences | 12 | Twelfth Floor | 12.24 | 99105 | State - SAHealth - Adelaide Dental Hospital | 859 | Infrastructure | 13.76 | Ortho - Open | 3 | Specialist Teaching or Research Space Group | 314 | Clinical Areas Teaching Space - Undergraduate/Postgraduate |  | Excellent | 4,562.13 | NO
West End Health Precinct_WE02-AHMS - Adelaide Health and Medical Sciences_Twelfth Floor_12.25 _ Ortho - Open | WE-WE02-12-12.25 | WE02-12-12.25-Ortho - Open | West End Health Precinct | WE | WE02 | AHMS - Adelaide Health and Medical Sciences | 12 | Twelfth Floor | 12.25 | 99105 | State - SAHealth - Adelaide Dental Hospital | 859 | Infrastructure | 13.56 | Ortho - Open | 3 | Specialist Teaching or Research Space Group | 314 | Clinical Areas Teaching Space - Undergraduate/Postgraduate |  | Excellent | 4,495.82 | NO
West End Health Precinct_WE02-AHMS - Adelaide Health and Medical Sciences_Twelfth Floor_12.26 _ Ortho - Open | WE-WE02-12-12.26 | WE02-12-12.26-Ortho - Open | West End Health Precinct | WE | WE02 | AHMS - Adelaide Health and Medical Sciences | 12 | Twelfth Floor | 12.26 | 99105 | State - SAHealth - Adelaide Dental Hospital | 859 | Infrastructure | 13.68 | Ortho - Open | 3 | Specialist Teaching or Research Space Group | 314 | Clinical Areas Teaching Space - Undergraduate/Postgraduate |  | Excellent | 4,535.60 | NO
West End Health Precinct_WE02-AHMS - Adelaide Health and Medical Sciences_Twelfth Floor_12.27 _ Ortho Dirty | WE-WE02-12-12.27 | WE02-12-12.27-Ortho Dirty | West End Health Precinct | WE | WE02 | AHMS - Adelaide Health and Medical Sciences | 12 | Twelfth Floor | 12.27 | 99105 | State - SAHealth - Adelaide Dental Hospital | 859 | Infrastructure | 17.79 | Ortho Dirty | 3 | Specialist Teaching or Research Space Group | 314 | Clinical Areas Teaching Space - Undergraduate/Postgraduate |  | Excellent | 5,898.28 | NO
West End Health Precinct_WE02-AHMS - Adelaide Health and Medical Sciences_Twelfth Floor_12.28 _ Recovery | WE-WE02-12-12.28 | WE02-12-12.28-Recovery | West End Health Precinct | WE | WE02 | AHMS - Adelaide Health and Medical Sciences | 12 | Twelfth Floor | 12.28 | 99105 | State - SAHealth - Adelaide Dental Hospital | 859 | Infrastructure | 26.8 | Recovery | 3 | Specialist Teaching or Research Space Group | 314 | Clinical Areas Teaching Space - Undergraduate/Postgraduate |  | Excellent | 8,885.54 | NO
West End Health Precinct_WE02-AHMS - Adelaide Health and Medical Sciences_Twelfth Floor_12.29 _ Reg Nurse | WE-WE02-12-12.29 | WE02-12-12.29-Reg Nurse | West End Health Precinct | WE | WE02 | AHMS - Adelaide Health and Medical Sciences | 12 | Twelfth Floor | 12.29 | 99105 | State - SAHealth - Adelaide Dental Hospital | 859 | Infrastructure | 13.71 | Reg Nurse | 3 | Specialist Teaching or Research Space Group | 314 | Clinical Areas Teaching Space - Undergraduate/Postgraduate |  | Excellent | 4,545.55 | NO
West End Health Precinct_WE02-AHMS - Adelaide Health and Medical Sciences_Twelfth Floor_12.30 _ Trolley Bay | WE-WE02-12-12.30 | WE02-12-12.30-Trolley Bay | West End Health Precinct | WE | WE02 | AHMS - Adelaide Health and Medical Sciences | 12 | Twelfth Floor | 12.30 | 99105 | State - SAHealth - Adelaide Dental Hospital | 859 | Infrastructure | 3.48 | Trolley Bay | 4 | Ancillary Area Space Group | 419 | Ancillary Area - Store Room - Generic |  | Excellent | 763.41 | NO
West End Health Precinct_WE02-AHMS - Adelaide Health and Medical Sciences_Twelfth Floor_12.31 _ Dispensary | WE-WE02-12-12.31 | WE02-12-12.31-Dispensary | West End Health Precinct | WE | WE02 | AHMS - Adelaide Health and Medical Sciences | 12 | Twelfth Floor | 12.31 | 99105 | State - SAHealth - Adelaide Dental Hospital | 859 | Infrastructure | 19.36 | Dispensary | 3 | Specialist Teaching or Research Space Group | 314 | Clinical Areas Teaching Space - Undergraduate/Postgraduate |  | Excellent | 6,418.81 | NO
West End Health Precinct_WE02-AHMS - Adelaide Health and Medical Sciences_Twelfth Floor_12.32 _ Ortho - Open | WE-WE02-12-12.32 | WE02-12-12.32-Ortho - Open | West End Health Precinct | WE | WE02 | AHMS - Adelaide Health and Medical Sciences | 12 | Twelfth Floor | 12.32 | 99105 | State - SAHealth - Adelaide Dental Hospital | 859 | Infrastructure | 13.71 | Ortho - Open | 3 | Specialist Teaching or Research Space Group | 314 | Clinical Areas Teaching Space - Undergraduate/Postgraduate |  | Excellent | 4,545.55 | NO
West End Health Precinct_WE02-AHMS - Adelaide Health and Medical Sciences_Twelfth Floor_12.33 _ Ortho - Open | WE-WE02-12-12.33 | WE02-12-12.33-Ortho - Open | West End Health Precinct | WE | WE02 | AHMS - Adelaide Health and Medical Sciences | 12 | Twelfth Floor | 12.33 | 99105 | State - SAHealth - Adelaide Dental Hospital | 859 | Infrastructure | 13.58 | Ortho - Open | 3 | Specialist Teaching or Research Space Group | 314 | Clinical Areas Teaching Space - Undergraduate/Postgraduate |  | Excellent | 4,502.45 | NO
West End Health Precinct_WE02-AHMS - Adelaide Health and Medical Sciences_Twelfth Floor_12.34 _ Ortho - Open | WE-WE02-12-12.34 | WE02-12-12.34-Ortho - Open | West End Health Precinct | WE | WE02 | AHMS - Adelaide Health and Medical Sciences | 12 | Twelfth Floor | 12.34 | 99105 | State - SAHealth - Adelaide Dental Hospital | 859 | Infrastructure | 13.76 | Ortho - Open | 3 | Specialist Teaching or Research Space Group | 314 | Clinical Areas Teaching Space - Undergraduate/Postgraduate |  | Excellent | 4,562.13 | NO
West End Health Precinct_WE02-AHMS - Adelaide Health and Medical Sciences_Twelfth Floor_12.35 _ Waiting | WE-WE02-12-12.35 | WE02-12-12.35-Waiting | West End Health Precinct | WE | WE02 | AHMS - Adelaide Health and Medical Sciences | 12 | Twelfth Floor | 12.35 | 99105 | State - SAHealth - Adelaide Dental Hospital | 859 | Infrastructure | 26.02 | Waiting | 6 | General Facility Space Group | 623 | General Facility - Waiting Area/Foyer/Reception Area |  | Excellent | 7,264.78 | NO
West End Health Precinct_WE02-AHMS - Adelaide Health and Medical Sciences_Twelfth Floor_12.36 _ Ortho - Open | WE-WE02-12-12.36 | WE02-12-12.36-Ortho - Open | West End Health Precinct | WE | WE02 | AHMS - Adelaide Health and Medical Sciences | 12 | Twelfth Floor | 12.36 | 99105 | State - SAHealth - Adelaide Dental Hospital | 859 | Infrastructure | 13.72 | Ortho - Open | 3 | Specialist Teaching or Research Space Group | 314 | Clinical Areas Teaching Space - Undergraduate/Postgraduate |  | Excellent | 4,548.87 | NO
West End Health Precinct_WE02-AHMS - Adelaide Health and Medical Sciences_Twelfth Floor_12.37 _ Ortho - Open | WE-WE02-12-12.37 | WE02-12-12.37-Ortho - Open | West End Health Precinct | WE | WE02 | AHMS - Adelaide Health and Medical Sciences | 12 | Twelfth Floor | 12.37 | 99105 | State - SAHealth - Adelaide Dental Hospital | 859 | Infrastructure | 13.53 | Ortho - Open | 3 | Specialist Teaching or Research Space Group | 314 | Clinical Areas Teaching Space - Undergraduate/Postgraduate |  | Excellent | 4,485.87 | NO
West End Health Precinct_WE02-AHMS - Adelaide Health and Medical Sciences_Twelfth Floor_12.38 _ Ortho - Open | WE-WE02-12-12.38 | WE02-12-12.38-Ortho - Open | West End Health Precinct | WE | WE02 | AHMS - Adelaide Health and Medical Sciences | 12 | Twelfth Floor | 12.38 | 99105 | State - SAHealth - Adelaide Dental Hospital | 859 | Infrastructure | 13.65 | Ortho - Open | 3 | Specialist Teaching or Research Space Group | 314 | Clinical Areas Teaching Space - Undergraduate/Postgraduate |  | Excellent | 4,525.66 | NO
West End Health Precinct_WE02-AHMS - Adelaide Health and Medical Sciences_Twelfth Floor_12.39 _ Comms | WE-WE02-12-12.39 | WE02-12-12.39-Comms | West End Health Precinct | WE | WE02 | AHMS - Adelaide Health and Medical Sciences | 12 | Twelfth Floor | 12.39 | 99105 | State - SAHealth - Adelaide Dental Hospital | 859 | Infrastructure | 9.11 | Comms | 8 | Non Useable Floor Area Space Group | 812 | Non-usable - Comms/network system/Telephone/PABX |  | Excellent | 0.00 | NO
West End Health Precinct_WE02-AHMS - Adelaide Health and Medical Sciences_Twelfth Floor_12.40 _ Circ. | WE-WE02-12-12.40 | WE02-12-12.40-Circ. | West End Health Precinct | WE | WE02 | AHMS - Adelaide Health and Medical Sciences | 12 | Twelfth Floor | 12.40 | 99105 | State - SAHealth - Adelaide Dental Hospital | 859 | Infrastructure | 39.63 | Circ. | 8 | Non Useable Floor Area Space Group | 805 | Non-usable - Circulation space |  | Excellent | 0.00 | NO
West End Health Precinct_WE02-AHMS - Adelaide Health and Medical Sciences_Twelfth Floor_12.40A _ Store | WE-WE02-12-12.40A | WE02-12-12.40A-Store | West End Health Precinct | WE | WE02 | AHMS - Adelaide Health and Medical Sciences | 12 | Twelfth Floor | 12.40A | 99105 | State - SAHealth - Adelaide Dental Hospital | 859 | Infrastructure | 2.02 | Store | 4 | Ancillary Area Space Group | 419 | Ancillary Area - Store Room - Generic |  | Excellent | 443.13 | NO
West End Health Precinct_WE02-AHMS - Adelaide Health and Medical Sciences_Twelfth Floor_12.40B _ Store | WE-WE02-12-12.40B | WE02-12-12.40B-Store | West End Health Precinct | WE | WE02 | AHMS - Adelaide Health and Medical Sciences | 12 | Twelfth Floor | 12.40B | 99105 | State - SAHealth - Adelaide Dental Hospital | 859 | Infrastructure | 2.87 | Store | 4 | Ancillary Area Space Group | 419 | Ancillary Area - Store Room - Generic |  | Excellent | 629.60 | NO
West End Health Precinct_WE02-AHMS - Adelaide Health and Medical Sciences_Twelfth Floor_12.40C _ VSR | WE-WE02-12-12.40C | WE02-12-12.40C-VSR | West End Health Precinct | WE | WE02 | AHMS - Adelaide Health and Medical Sciences | 12 | Twelfth Floor | 12.40C | 99105 | State - SAHealth - Adelaide Dental Hospital | 859 | Infrastructure | 0.87 | VSR | 8 | Non Useable Floor Area Space Group | 840 | Non-usable - Service riser |  | Excellent | 0.00 | NO
West End Health Precinct_WE02-AHMS - Adelaide Health and Medical Sciences_Twelfth Floor_12.41 _ Lathe | WE-WE02-12-12.41 | WE02-12-12.41-Lathe | West End Health Precinct | WE | WE02 | AHMS - Adelaide Health and Medical Sciences | 12 | Twelfth Floor | 12.41 | 99105 | State - SAHealth - Adelaide Dental Hospital | 859 | Infrastructure | 8.03 | Lathe | 3 | Specialist Teaching or Research Space Group | 314 | Clinical Areas Teaching Space - Undergraduate/Postgraduate |  | Excellent | 2,662.35 | NO
West End Health Precinct_WE02-AHMS - Adelaide Health and Medical Sciences_Twelfth Floor_12.42 _ Store | WE-WE02-12-12.42 | WE02-12-12.42-Store | West End Health Precinct | WE | WE02 | AHMS - Adelaide Health and Medical Sciences | 12 | Twelfth Floor | 12.42 | 99105 | State - SAHealth - Adelaide Dental Hospital | 859 | Infrastructure | 5.31 | Store | 4 | Ancillary Area Space Group | 419 | Ancillary Area - Store Room - Generic |  | Excellent | 1,164.86 | NO
West End Health Precinct_WE02-AHMS - Adelaide Health and Medical Sciences_Twelfth Floor_12.44 _ Resto Dirty | WE-WE02-12-12.44 | WE02-12-12.44-Resto Dirty | West End Health Precinct | WE | WE02 | AHMS - Adelaide Health and Medical Sciences | 12 | Twelfth Floor | 12.44 | 99105 | State - SAHealth - Adelaide Dental Hospital | 859 | Infrastructure | 7.89 | Resto Dirty | 3 | Specialist Teaching or Research Space Group | 314 | Clinical Areas Teaching Space - Undergraduate/Postgraduate |  | Excellent | 2,615.93 | NO
West End Health Precinct_WE02-AHMS - Adelaide Health and Medical Sciences_Twelfth Floor_12.45 _ Circ. | WE-WE02-12-12.45 | WE02-12-12.45-Circ. | West End Health Precinct | WE | WE02 | AHMS - Adelaide Health and Medical Sciences | 12 | Twelfth Floor | 12.45 | 99105 | State - SAHealth - Adelaide Dental Hospital | 859 | Infrastructure | 25.91 | Circ. | 8 | Non Useable Floor Area Space Group | 805 | Non-usable - Circulation space |  | Excellent | 0.00 | NO
West End Health Precinct_WE02-AHMS - Adelaide Health and Medical Sciences_Twelfth Floor_12.46 _ Resto - Closed -Large | WE-WE02-12-12.46 | WE02-12-12.46-Resto - Closed -Large | West End Health Precinct | WE | WE02 | AHMS - Adelaide Health and Medical Sciences | 12 | Twelfth Floor | 12.46 | 99105 | State - SAHealth - Adelaide Dental Hospital | 859 | Infrastructure | 15.43 | Resto - Closed -Large | 3 | Specialist Teaching or Research Space Group | 314 | Clinical Areas Teaching Space - Undergraduate/Postgraduate |  | Excellent | 5,115.82 | NO
West End Health Precinct_WE02-AHMS - Adelaide Health and Medical Sciences_Twelfth Floor_12.47 _ Resto - Closed - Large | WE-WE02-12-12.47 | WE02-12-12.47-Resto - Closed - Large | West End Health Precinct | WE | WE02 | AHMS - Adelaide Health and Medical Sciences | 12 | Twelfth Floor | 12.47 | 99105 | State - SAHealth - Adelaide Dental Hospital | 859 | Infrastructure | 15.19 | Resto - Closed - Large | 3 | Specialist Teaching or Research Space Group | 314 | Clinical Areas Teaching Space - Undergraduate/Postgraduate |  | Excellent | 5,036.25 | NO
West End Health Precinct_WE02-AHMS - Adelaide Health and Medical Sciences_Twelfth Floor_12.48 _ Resto - Closed - Large | WE-WE02-12-12.48 | WE02-12-12.48-Resto - Closed - Large | West End Health Precinct | WE | WE02 | AHMS - Adelaide Health and Medical Sciences | 12 | Twelfth Floor | 12.48 | 99105 | State - SAHealth - Adelaide Dental Hospital | 859 | Infrastructure | 15.66 | Resto - Closed - Large | 3 | Specialist Teaching or Research Space Group | 314 | Clinical Areas Teaching Space - Undergraduate/Postgraduate |  | Excellent | 5,192.07 | NO
West End Health Precinct_WE02-AHMS - Adelaide Health and Medical Sciences_Twelfth Floor_12.49 _ Circ. | WE-WE02-12-12.49 | WE02-12-12.49-Circ. | West End Health Precinct | WE | WE02 | AHMS - Adelaide Health and Medical Sciences | 12 | Twelfth Floor | 12.49 | 99105 | State - SAHealth - Adelaide Dental Hospital | 859 | Infrastructure | 28.11 | Circ. | 8 | Non Useable Floor Area Space Group | 805 | Non-usable - Circulation space |  | Excellent | 0.00 | NO
West End Health Precinct_WE02-AHMS - Adelaide Health and Medical Sciences_Twelfth Floor_12.49A _ Waiting | WE-WE02-12-12.49A | WE02-12-12.49A-Waiting | West End Health Precinct | WE | WE02 | AHMS - Adelaide Health and Medical Sciences | 12 | Twelfth Floor | 12.49A | 99105 | State - SAHealth - Adelaide Dental Hospital | 859 | Infrastructure | 4.39 | Waiting | 6 | General Facility Space Group | 623 | General Facility - Waiting Area/Foyer/Reception Area |  | Excellent | 1,225.69 | NO
West End Health Precinct_WE02-AHMS - Adelaide Health and Medical Sciences_Twelfth Floor_12.49B _ Waiting | WE-WE02-12-12.49B | WE02-12-12.49B-Waiting | West End Health Precinct | WE | WE02 | AHMS - Adelaide Health and Medical Sciences | 12 | Twelfth Floor | 12.49B | 99105 | State - SAHealth - Adelaide Dental Hospital | 859 | Infrastructure | 9.1 | Waiting | 6 | General Facility Space Group | 623 | General Facility - Waiting Area/Foyer/Reception Area |  | Excellent | 2,540.72 | NO
West End Health Precinct_WE02-AHMS - Adelaide Health and Medical Sciences_Twelfth Floor_12.50 _ Resto - Closed | WE-WE02-12-12.50 | WE02-12-12.50-Resto - Closed | West End Health Precinct | WE | WE02 | AHMS - Adelaide Health and Medical Sciences | 12 | Twelfth Floor | 12.50 | 99105 | State - SAHealth - Adelaide Dental Hospital | 859 | Infrastructure | 13.66 | Resto - Closed | 3 | Specialist Teaching or Research Space Group | 314 | Clinical Areas Teaching Space - Undergraduate/Postgraduate |  | Excellent | 4,528.97 | NO
West End Health Precinct_WE02-AHMS - Adelaide Health and Medical Sciences_Twelfth Floor_12.51 _ Resto - Closed - Large | WE-WE02-12-12.51 | WE02-12-12.51-Resto - Closed - Large | West End Health Precinct | WE | WE02 | AHMS - Adelaide Health and Medical Sciences | 12 | Twelfth Floor | 12.51 | 99105 | State - SAHealth - Adelaide Dental Hospital | 859 | Infrastructure | 14.99 | Resto - Closed - Large | 3 | Specialist Teaching or Research Space Group | 314 | Clinical Areas Teaching Space - Undergraduate/Postgraduate |  | Excellent | 4,969.94 | NO
West End Health Precinct_WE02-AHMS - Adelaide Health and Medical Sciences_Twelfth Floor_12.52 _ Resto Store | WE-WE02-12-12.52 | WE02-12-12.52-Resto Store | West End Health Precinct | WE | WE02 | AHMS - Adelaide Health and Medical Sciences | 12 | Twelfth Floor | 12.52 | 99105 | State - SAHealth - Adelaide Dental Hospital | 859 | Infrastructure | 10.93 | Resto Store | 3 | Specialist Teaching or Research Space Group | 314 | Clinical Areas Teaching Space - Undergraduate/Postgraduate |  | Excellent | 3,623.84 | NO
West End Health Precinct_WE02-AHMS - Adelaide Health and Medical Sciences_Twelfth Floor_12.53 _ Resto - Closed - Large | WE-WE02-12-12.53 | WE02-12-12.53-Resto - Closed - Large | West End Health Precinct | WE | WE02 | AHMS - Adelaide Health and Medical Sciences | 12 | Twelfth Floor | 12.53 | 99105 | State - SAHealth - Adelaide Dental Hospital | 859 | Infrastructure | 15.54 | Resto - Closed - Large | 3 | Specialist Teaching or Research Space Group | 314 | Clinical Areas Teaching Space - Undergraduate/Postgraduate |  | Excellent | 5,152.29 | NO
West End Health Precinct_WE02-AHMS - Adelaide Health and Medical Sciences_Twelfth Floor_12.54 _ Resto - Closed | WE-WE02-12-12.54 | WE02-12-12.54-Resto - Closed | West End Health Precinct | WE | WE02 | AHMS - Adelaide Health and Medical Sciences | 12 | Twelfth Floor | 12.54 | 99105 | State - SAHealth - Adelaide Dental Hospital | 859 | Infrastructure | 13.69 | Resto - Closed | 3 | Specialist Teaching or Research Space Group | 314 | Clinical Areas Teaching Space - Undergraduate/Postgraduate |  | Excellent | 4,538.92 | NO
West End Health Precinct_WE02-AHMS - Adelaide Health and Medical Sciences_Twelfth Floor_12.55 _ Circ. | WE-WE02-12-12.55 | WE02-12-12.55-Circ. | West End Health Precinct | WE | WE02 | AHMS - Adelaide Health and Medical Sciences | 12 | Twelfth Floor | 12.55 | 99105 | State - SAHealth - Adelaide Dental Hospital | 859 | Infrastructure | 33.7 | Circ. | 8 | Non Useable Floor Area Space Group | 805 | Non-usable - Circulation space |  | Excellent | 0.00 | NO
West End Health Precinct_WE02-AHMS - Adelaide Health and Medical Sciences_Twelfth Floor_12.56 _ Resto - Closed - Large | WE-WE02-12-12.56 | WE02-12-12.56-Resto - Closed - Large | West End Health Precinct | WE | WE02 | AHMS - Adelaide Health and Medical Sciences | 12 | Twelfth Floor | 12.56 | 99105 | State - SAHealth - Adelaide Dental Hospital | 859 | Infrastructure | 14.99 | Resto - Closed - Large | 3 | Specialist Teaching or Research Space Group | 314 | Clinical Areas Teaching Space - Undergraduate/Postgraduate |  | Excellent | 4,969.94 | NO
West End Health Precinct_WE02-AHMS - Adelaide Health and Medical Sciences_Twelfth Floor_12.57 _ Resto - Closed | WE-WE02-12-12.57 | WE02-12-12.57-Resto - Closed | West End Health Precinct | WE | WE02 | AHMS - Adelaide Health and Medical Sciences | 12 | Twelfth Floor | 12.57 | 99105 | State - SAHealth - Adelaide Dental Hospital | 859 | Infrastructure | 13.66 | Resto - Closed | 3 | Specialist Teaching or Research Space Group | 314 | Clinical Areas Teaching Space - Undergraduate/Postgraduate |  | Excellent | 4,528.97 | NO
West End Health Precinct_WE02-AHMS - Adelaide Health and Medical Sciences_Twelfth Floor_12.58 _ Resto - Closed | WE-WE02-12-12.58 | WE02-12-12.58-Resto - Closed | West End Health Precinct | WE | WE02 | AHMS - Adelaide Health and Medical Sciences | 12 | Twelfth Floor | 12.58 | 99105 | State - SAHealth - Adelaide Dental Hospital | 859 | Infrastructure | 13.63 | Resto - Closed | 3 | Specialist Teaching or Research Space Group | 314 | Clinical Areas Teaching Space - Undergraduate/Postgraduate |  | Excellent | 4,519.03 | NO
West End Health Precinct_WE02-AHMS - Adelaide Health and Medical Sciences_Twelfth Floor_12.59 _ Resto - Closed | WE-WE02-12-12.59 | WE02-12-12.59-Resto - Closed | West End Health Precinct | WE | WE02 | AHMS - Adelaide Health and Medical Sciences | 12 | Twelfth Floor | 12.59 | 99105 | State - SAHealth - Adelaide Dental Hospital | 859 | Infrastructure | 13.27 | Resto - Closed | 3 | Specialist Teaching or Research Space Group | 314 | Clinical Areas Teaching Space - Undergraduate/Postgraduate |  | Excellent | 4,399.67 | NO
West End Health Precinct_WE02-AHMS - Adelaide Health and Medical Sciences_Twelfth Floor_12.60 _ Resto - Closed | WE-WE02-12-12.60 | WE02-12-12.60-Resto - Closed | West End Health Precinct | WE | WE02 | AHMS - Adelaide Health and Medical Sciences | 12 | Twelfth Floor | 12.60 | 99105 | State - SAHealth - Adelaide Dental Hospital | 859 | Infrastructure | 10.74 | Resto - Closed | 3 | Specialist Teaching or Research Space Group | 314 | Clinical Areas Teaching Space - Undergraduate/Postgraduate |  | Excellent | 3,560.85 | NO
West End Health Precinct_WE02-AHMS - Adelaide Health and Medical Sciences_Twelfth Floor_12.61 _ DB - Elec | WE-WE02-12-12.61 | WE02-12-12.61-DB - Elec | West End Health Precinct | WE | WE02 | AHMS - Adelaide Health and Medical Sciences | 12 | Twelfth Floor | 12.61 | 99105 | State - SAHealth - Adelaide Dental Hospital | 859 | Infrastructure | 1.37 | DB - Elec | 8 | Non Useable Floor Area Space Group | 815 | Non-usable - Switch room |  | Excellent | 0.00 | NO
West End Health Precinct_WE02-AHMS - Adelaide Health and Medical Sciences_Twelfth Floor_12.61A _ Store | WE-WE02-12-12.61A | WE02-12-12.61A-Store | West End Health Precinct | WE | WE02 | AHMS - Adelaide Health and Medical Sciences | 12 | Twelfth Floor | 12.61A | 99105 | State - SAHealth - Adelaide Dental Hospital | 859 | Infrastructure | 1.07 | Store | 4 | Ancillary Area Space Group | 419 | Ancillary Area - Store Room - Generic |  | Excellent | 234.73 | NO
West End Health Precinct_WE02-AHMS - Adelaide Health and Medical Sciences_Twelfth Floor_12.62 _ X-Ray Developing | WE-WE02-12-12.62 | WE02-12-12.62-X-Ray Developing | West End Health Precinct | WE | WE02 | AHMS - Adelaide Health and Medical Sciences | 12 | Twelfth Floor | 12.62 | 99105 | State - SAHealth - Adelaide Dental Hospital | 859 | Infrastructure | 8.97 | X-Ray Developing | 3 | Specialist Teaching or Research Space Group | 314 | Clinical Areas Teaching Space - Undergraduate/Postgraduate |  | Excellent | 2,974.00 | NO
West End Health Precinct_WE02-AHMS - Adelaide Health and Medical Sciences_Twelfth Floor_12.63 _ VSR | WE-WE02-12-12.63 | WE02-12-12.63-VSR | West End Health Precinct | WE | WE02 | AHMS - Adelaide Health and Medical Sciences | 12 | Twelfth Floor | 12.63 | 99939 | Unusable Spaces | 99939 | Unusable Spaces | 13.15 | VSR | 8 | Non Useable Floor Area Space Group | 840 | Non-usable - Service riser |  | Excellent | 0.00 | NO
West End Health Precinct_WE02-AHMS - Adelaide Health and Medical Sciences_Twelfth Floor_12.64 _ Store | WE-WE02-12-12.64 | WE02-12-12.64-Store | West End Health Precinct | WE | WE02 | AHMS - Adelaide Health and Medical Sciences | 12 | Twelfth Floor | 12.64 | 99105 | State - SAHealth - Adelaide Dental Hospital | 859 | Infrastructure | 8.71 | Store | 4 | Ancillary Area Space Group | 419 | Ancillary Area - Store Room - Generic |  | Excellent | 1,910.73 | NO
West End Health Precinct_WE02-AHMS - Adelaide Health and Medical Sciences_Twelfth Floor_12.65 _ Surgery Director | WE-WE02-12-12.65 | WE02-12-12.65-Surgery Director | West End Health Precinct | WE | WE02 | AHMS - Adelaide Health and Medical Sciences | 12 | Twelfth Floor | 12.65 | 99105 | State - SAHealth - Adelaide Dental Hospital | 859 | Infrastructure | 9.34 | Surgery Director | 3 | Specialist Teaching or Research Space Group | 314 | Clinical Areas Teaching Space - Undergraduate/Postgraduate |  | Excellent | 3,096.68 | NO
West End Health Precinct_WE02-AHMS - Adelaide Health and Medical Sciences_Twelfth Floor_12.66 _ SNU Director | WE-WE02-12-12.66 | WE02-12-12.66-SNU Director | West End Health Precinct | WE | WE02 | AHMS - Adelaide Health and Medical Sciences | 12 | Twelfth Floor | 12.66 | 99105 | State - SAHealth - Adelaide Dental Hospital | 859 | Infrastructure | 10.09 | SNU Director | 3 | Specialist Teaching or Research Space Group | 314 | Clinical Areas Teaching Space - Undergraduate/Postgraduate |  | Excellent | 3,345.34 | NO
West End Health Precinct_WE02-AHMS - Adelaide Health and Medical Sciences_Twelfth Floor_12.67 _ Resto Director | WE-WE02-12-12.67 | WE02-12-12.67-Resto Director | West End Health Precinct | WE | WE02 | AHMS - Adelaide Health and Medical Sciences | 12 | Twelfth Floor | 12.67 | 99105 | State - SAHealth - Adelaide Dental Hospital | 859 | Infrastructure | 10.43 | Resto Director | 3 | Specialist Teaching or Research Space Group | 314 | Clinical Areas Teaching Space - Undergraduate/Postgraduate |  | Excellent | 3,458.07 | NO
West End Health Precinct_WE02-AHMS - Adelaide Health and Medical Sciences_Twelfth Floor_12.68 _ Utility | WE-WE02-12-12.68 | WE02-12-12.68-Utility | West End Health Precinct | WE | WE02 | AHMS - Adelaide Health and Medical Sciences | 12 | Twelfth Floor | 12.68 | 99105 | State - SAHealth - Adelaide Dental Hospital | 859 | Infrastructure | 3.87 | Utility | 6 | General Facility Space Group | 603 | General Facility - Resource room |  | Excellent | 1,080.50 | NO
West End Health Precinct_WE02-AHMS - Adelaide Health and Medical Sciences_Twelfth Floor_12.69 _ Circ. | WE-WE02-12-12.69 | WE02-12-12.69-Circ. | West End Health Precinct | WE | WE02 | AHMS - Adelaide Health and Medical Sciences | 12 | Twelfth Floor | 12.69 | 99105 | State - SAHealth - Adelaide Dental Hospital | 859 | Infrastructure | 14.85 | Circ. | 8 | Non Useable Floor Area Space Group | 805 | Non-usable - Circulation space |  | Excellent | 0.00 | NO
West End Health Precinct_WE02-AHMS - Adelaide Health and Medical Sciences_Twelfth Floor_12.69A _ Waiting | WE-WE02-12-12.69A | WE02-12-12.69A-Waiting | West End Health Precinct | WE | WE02 | AHMS - Adelaide Health and Medical Sciences | 12 | Twelfth Floor | 12.69A | 99105 | State - SAHealth - Adelaide Dental Hospital | 859 | Infrastructure | 8.45 | Waiting | 6 | General Facility Space Group | 623 | General Facility - Waiting Area/Foyer/Reception Area |  | Excellent | 2,359.24 | NO
West End Health Precinct_WE02-AHMS - Adelaide Health and Medical Sciences_Twelfth Floor_12.70 _ Reception | WE-WE02-12-12.70 | WE02-12-12.70-Reception | West End Health Precinct | WE | WE02 | AHMS - Adelaide Health and Medical Sciences | 12 | Twelfth Floor | 12.70 | 99105 | State - SAHealth - Adelaide Dental Hospital | 859 | Infrastructure | 6.59 | Reception | 1 | Office Space Group | 118 | Open Plan - Reception Area |  | Excellent | 1,642.79 | NO
West End Health Precinct_WE02-AHMS - Adelaide Health and Medical Sciences_Twelfth Floor_12.71 _ Quiet Room | WE-WE02-12-12.71 | WE02-12-12.71-Quiet Room | West End Health Precinct | WE | WE02 | AHMS - Adelaide Health and Medical Sciences | 12 | Twelfth Floor | 12.71 | 99105 | State - SAHealth - Adelaide Dental Hospital | 859 | Infrastructure | 8.86 | Quiet Room | 1 | Office Space Group | 119 | Informal Work Space |  | Excellent | 2,208.67 | NO
West End Health Precinct_WE02-AHMS - Adelaide Health and Medical Sciences_Twelfth Floor_12.72 _ Open Plan - Workstation | WE-WE02-12-12.72 | WE02-12-12.72-Open Plan - Workstation | West End Health Precinct | WE | WE02 | AHMS - Adelaide Health and Medical Sciences | 12 | Twelfth Floor | 12.72 | 99105 | State - SAHealth - Adelaide Dental Hospital | 859 | Infrastructure | 27.54 | Open Plan - Workstation | 1 | Office Space Group | 111 | Open Plan - Specific type not defined |  | Excellent | 6,865.33 | NO
West End Health Precinct_WE02-AHMS - Adelaide Health and Medical Sciences_Twelfth Floor_12.72.01 _ Workstation | WE-WE02-12-12.72.01 | WE02-12-12.72.01-Workstation | West End Health Precinct | WE | WE02 | AHMS - Adelaide Health and Medical Sciences | 12 | Twelfth Floor | 12.72.01 | 99105 | State - SAHealth - Adelaide Dental Hospital | 859 | Infrastructure | 4.73 | Workstation | 1 | Office Space Group | 111 | Open Plan - Specific type not defined |  | Excellent | 1,179.12 | NO
West End Health Precinct_WE02-AHMS - Adelaide Health and Medical Sciences_Twelfth Floor_12.72.02 _ Workstation | WE-WE02-12-12.72.02 | WE02-12-12.72.02-Workstation | West End Health Precinct | WE | WE02 | AHMS - Adelaide Health and Medical Sciences | 12 | Twelfth Floor | 12.72.02 | 99105 | State - SAHealth - Adelaide Dental Hospital | 859 | Infrastructure | 5.6 | Workstation | 1 | Office Space Group | 111 | Open Plan - Specific type not defined |  | Excellent | 1,396.00 | NO
West End Health Precinct_WE02-AHMS - Adelaide Health and Medical Sciences_Twelfth Floor_12.72.03 _ Workstation | WE-WE02-12-12.72.03 | WE02-12-12.72.03-Workstation | West End Health Precinct | WE | WE02 | AHMS - Adelaide Health and Medical Sciences | 12 | Twelfth Floor | 12.72.03 | 99105 | State - SAHealth - Adelaide Dental Hospital | 859 | Infrastructure | 3.08 | Workstation | 1 | Office Space Group | 111 | Open Plan - Specific type not defined |  | Excellent | 767.80 | NO
West End Health Precinct_WE02-AHMS - Adelaide Health and Medical Sciences_Twelfth Floor_12.72.04 _ Workstation | WE-WE02-12-12.72.04 | WE02-12-12.72.04-Workstation | West End Health Precinct | WE | WE02 | AHMS - Adelaide Health and Medical Sciences | 12 | Twelfth Floor | 12.72.04 | 99105 | State - SAHealth - Adelaide Dental Hospital | 859 | Infrastructure | 3.65 | Workstation | 1 | Office Space Group | 111 | Open Plan - Specific type not defined |  | Excellent | 909.89 | NO
West End Health Precinct_WE02-AHMS - Adelaide Health and Medical Sciences_Twelfth Floor_12.72.05 _ Workstation | WE-WE02-12-12.72.05 | WE02-12-12.72.05-Workstation | West End Health Precinct | WE | WE02 | AHMS - Adelaide Health and Medical Sciences | 12 | Twelfth Floor | 12.72.05 | 99105 | State - SAHealth - Adelaide Dental Hospital | 859 | Infrastructure | 3.65 | Workstation | 1 | Office Space Group | 111 | Open Plan - Specific type not defined |  | Excellent | 909.89 | NO
West End Health Precinct_WE02-AHMS - Adelaide Health and Medical Sciences_Twelfth Floor_12.72.06 _ Workstation | WE-WE02-12-12.72.06 | WE02-12-12.72.06-Workstation | West End Health Precinct | WE | WE02 | AHMS - Adelaide Health and Medical Sciences | 12 | Twelfth Floor | 12.72.06 | 99105 | State - SAHealth - Adelaide Dental Hospital | 859 | Infrastructure | 3.08 | Workstation | 1 | Office Space Group | 111 | Open Plan - Specific type not defined |  | Excellent | 767.80 | NO
West End Health Precinct_WE02-AHMS - Adelaide Health and Medical Sciences_Twelfth Floor_12.72.07 _ Workstation | WE-WE02-12-12.72.07 | WE02-12-12.72.07-Workstation | West End Health Precinct | WE | WE02 | AHMS - Adelaide Health and Medical Sciences | 12 | Twelfth Floor | 12.72.07 | 99105 | State - SAHealth - Adelaide Dental Hospital | 859 | Infrastructure | 4.63 | Workstation | 1 | Office Space Group | 111 | Open Plan - Specific type not defined |  | Excellent | 1,154.19 | NO
West End Health Precinct_WE02-AHMS - Adelaide Health and Medical Sciences_Twelfth Floor_12.72.08 _ Workstation | WE-WE02-12-12.72.08 | WE02-12-12.72.08-Workstation | West End Health Precinct | WE | WE02 | AHMS - Adelaide Health and Medical Sciences | 12 | Twelfth Floor | 12.72.08 | 99105 | State - SAHealth - Adelaide Dental Hospital | 859 | Infrastructure | 5.48 | Workstation | 1 | Office Space Group | 111 | Open Plan - Specific type not defined |  | Excellent | 1,366.09 | NO
West End Health Precinct_WE02-AHMS - Adelaide Health and Medical Sciences_Twelfth Floor_12.72A _ Circ. | WE-WE02-12-12.72A | WE02-12-12.72A-Circ. | West End Health Precinct | WE | WE02 | AHMS - Adelaide Health and Medical Sciences | 12 | Twelfth Floor | 12.72A | 99105 | State - SAHealth - Adelaide Dental Hospital | 859 | Infrastructure | 6.4 | Circ. | 8 | Non Useable Floor Area Space Group | 805 | Non-usable - Circulation space |  | Excellent | 0.00 | NO
West End Health Precinct_WE02-AHMS - Adelaide Health and Medical Sciences_Twelfth Floor_12.73 _ Tea Room - shared | WE-WE02-12-12.73 | WE02-12-12.73-Tea Room - shared | West End Health Precinct | WE | WE02 | AHMS - Adelaide Health and Medical Sciences | 12 | Twelfth Floor | 12.73 | 99106 | State - SARDI - South Australian Research and Development Institute | 859 | Infrastructure | 6.46 | Tea Room - shared | 6 | General Facility Space Group | 608 | General Facility - Kitchen/Servery/Food Storage |  | Excellent | 1,803.63 | NO
West End Health Precinct_WE02-AHMS - Adelaide Health and Medical Sciences_Twelfth Floor_12.74 _ Quiet Room | WE-WE02-12-12.74 | WE02-12-12.74-Quiet Room | West End Health Precinct | WE | WE02 | AHMS - Adelaide Health and Medical Sciences | 12 | Twelfth Floor | 12.74 | 99105 | State - SAHealth - Adelaide Dental Hospital | 859 | Infrastructure | 5.83 | Quiet Room | 1 | Office Space Group | 119 | Informal Work Space |  | Excellent | 1,453.34 | NO
West End Health Precinct_WE02-AHMS - Adelaide Health and Medical Sciences_Twelfth Floor_12.75 _ Disposal | WE-WE02-12-12.75 | WE02-12-12.75-Disposal | West End Health Precinct | WE | WE02 | AHMS - Adelaide Health and Medical Sciences | 12 | Twelfth Floor | 12.75 | 99105 | State - SAHealth - Adelaide Dental Hospital | 859 | Infrastructure | 7.44 | Disposal | 3 | Specialist Teaching or Research Space Group | 314 | Clinical Areas Teaching Space - Undergraduate/Postgraduate |  | Excellent | 2,466.73 | NO
West End Health Precinct_WE02-AHMS - Adelaide Health and Medical Sciences_Twelfth Floor_12.76 _ A/L | WE-WE02-12-12.76 | WE02-12-12.76-A/L | West End Health Precinct | WE | WE02 | AHMS - Adelaide Health and Medical Sciences | 12 | Twelfth Floor | 12.76 | 99105 | State - SAHealth - Adelaide Dental Hospital | 859 | Infrastructure | 5.34 | A/L | 8 | Non Useable Floor Area Space Group | 805 | Non-usable - Circulation space |  | Excellent | 0.00 | NO
West End Health Precinct_WE02-AHMS - Adelaide Health and Medical Sciences_Twelfth Floor_12.77 _ UofA Tutorial | WE-WE02-12-12.77 | WE02-12-12.77-UofA Tutorial | West End Health Precinct | WE | WE02 | AHMS - Adelaide Health and Medical Sciences | 12 | Twelfth Floor | 12.77 | 350 | Dental School Administration | 350 | Adelaide Dental School | 27.06 | UofA Tutorial | 2 | Teaching Space Group | 206 | Lecture/Seminar/Tutorial/Class Room (<30) Flat Floor |  | Excellent | 8,229.72 | NO
West End Health Precinct_WE02-AHMS - Adelaide Health and Medical Sciences_Twelfth Floor_12.78 _ Circ. | WE-WE02-12-12.78 | WE02-12-12.78-Circ. | West End Health Precinct | WE | WE02 | AHMS - Adelaide Health and Medical Sciences | 12 | Twelfth Floor | 12.78 | 99105 | State - SAHealth - Adelaide Dental Hospital | 859 | Infrastructure | 96.76 | Circ. | 8 | Non Useable Floor Area Space Group | 805 | Non-usable - Circulation space |  | Excellent | 0.00 | NO
West End Health Precinct_WE02-AHMS - Adelaide Health and Medical Sciences_Twelfth Floor_12.79 _ SDA Workstations | WE-WE02-12-12.79 | WE02-12-12.79-SDA Workstations | West End Health Precinct | WE | WE02 | AHMS - Adelaide Health and Medical Sciences | 12 | Twelfth Floor | 12.79 | 99105 | State - SAHealth - Adelaide Dental Hospital | 859 | Infrastructure | 8.31 | SDA Workstations | 3 | Specialist Teaching or Research Space Group | 314 | Clinical Areas Teaching Space - Undergraduate/Postgraduate |  | Excellent | 2,755.18 | NO
West End Health Precinct_WE02-AHMS - Adelaide Health and Medical Sciences_Twelfth Floor_12.80 _ SNU Dirty | WE-WE02-12-12.80 | WE02-12-12.80-SNU Dirty | West End Health Precinct | WE | WE02 | AHMS - Adelaide Health and Medical Sciences | 12 | Twelfth Floor | 12.80 | 99105 | State - SAHealth - Adelaide Dental Hospital | 859 | Infrastructure | 9.73 | SNU Dirty | 3 | Specialist Teaching or Research Space Group | 314 | Clinical Areas Teaching Space - Undergraduate/Postgraduate |  | Excellent | 3,225.98 | NO
West End Health Precinct_WE02-AHMS - Adelaide Health and Medical Sciences_Twelfth Floor_12.81 _ SNU - Large - Closed | WE-WE02-12-12.81 | WE02-12-12.81-SNU - Large - Closed | West End Health Precinct | WE | WE02 | AHMS - Adelaide Health and Medical Sciences | 12 | Twelfth Floor | 12.81 | 99105 | State - SAHealth - Adelaide Dental Hospital | 859 | Infrastructure | 14.52 | SNU - Large - Closed | 3 | Specialist Teaching or Research Space Group | 314 | Clinical Areas Teaching Space - Undergraduate/Postgraduate |  | Excellent | 4,814.11 | NO
West End Health Precinct_WE02-AHMS - Adelaide Health and Medical Sciences_Twelfth Floor_12.82 _ SNU - Large - Closed | WE-WE02-12-12.82 | WE02-12-12.82-SNU - Large - Closed | West End Health Precinct | WE | WE02 | AHMS - Adelaide Health and Medical Sciences | 12 | Twelfth Floor | 12.82 | 99105 | State - SAHealth - Adelaide Dental Hospital | 859 | Infrastructure | 14.51 | SNU - Large - Closed | 3 | Specialist Teaching or Research Space Group | 314 | Clinical Areas Teaching Space - Undergraduate/Postgraduate |  | Excellent | 4,810.79 | NO
West End Health Precinct_WE02-AHMS - Adelaide Health and Medical Sciences_Twelfth Floor_12.83 _ SNU - Large - Closed | WE-WE02-12-12.83 | WE02-12-12.83-SNU - Large - Closed | West End Health Precinct | WE | WE02 | AHMS - Adelaide Health and Medical Sciences | 12 | Twelfth Floor | 12.83 | 99105 | State - SAHealth - Adelaide Dental Hospital | 859 | Infrastructure | 14.14 | SNU - Large - Closed | 3 | Specialist Teaching or Research Space Group | 314 | Clinical Areas Teaching Space - Undergraduate/Postgraduate |  | Excellent | 4,688.12 | NO
West End Health Precinct_WE02-AHMS - Adelaide Health and Medical Sciences_Twelfth Floor_12.84 _ SNU - General - Closed | WE-WE02-12-12.84 | WE02-12-12.84-SNU - General - Closed | West End Health Precinct | WE | WE02 | AHMS - Adelaide Health and Medical Sciences | 12 | Twelfth Floor | 12.84 | 99105 | State - SAHealth - Adelaide Dental Hospital | 859 | Infrastructure | 12.57 | SNU - General - Closed | 3 | Specialist Teaching or Research Space Group | 314 | Clinical Areas Teaching Space - Undergraduate/Postgraduate |  | Excellent | 4,167.58 | NO
West End Health Precinct_WE02-AHMS - Adelaide Health and Medical Sciences_Twelfth Floor_12.85 _ Surg Dirty | WE-WE02-12-12.85 | WE02-12-12.85-Surg Dirty | West End Health Precinct | WE | WE02 | AHMS - Adelaide Health and Medical Sciences | 12 | Twelfth Floor | 12.85 | 99105 | State - SAHealth - Adelaide Dental Hospital | 859 | Infrastructure | 9.9 | Surg Dirty | 3 | Specialist Teaching or Research Space Group | 314 | Clinical Areas Teaching Space - Undergraduate/Postgraduate |  | Excellent | 3,282.35 | NO
West End Health Precinct_WE02-AHMS - Adelaide Health and Medical Sciences_Twelfth Floor_12.86 _ Circ. | WE-WE02-12-12.86 | WE02-12-12.86-Circ. | West End Health Precinct | WE | WE02 | AHMS - Adelaide Health and Medical Sciences | 12 | Twelfth Floor | 12.86 | 99105 | State - SAHealth - Adelaide Dental Hospital | 859 | Infrastructure | 7.31 | Circ. | 8 | Non Useable Floor Area Space Group | 805 | Non-usable - Circulation space |  | Excellent | 0.00 | NO
West End Health Precinct_WE02-AHMS - Adelaide Health and Medical Sciences_Twelfth Floor_12.87 _ WC - Access | WE-WE02-12-12.87 | WE02-12-12.87-WC - Access | West End Health Precinct | WE | WE02 | AHMS - Adelaide Health and Medical Sciences | 12 | Twelfth Floor | 12.87 | 99105 | State - SAHealth - Adelaide Dental Hospital | 859 | Infrastructure | 7.39 | WC - Access | 8 | Non Useable Floor Area Space Group | 818 | Non-usable - Toilets/Amenities - Unisex Accessible |  | Excellent | 0.00 | NO
West End Health Precinct_WE02-AHMS - Adelaide Health and Medical Sciences_Twelfth Floor_12.89 _ Surg Store | WE-WE02-12-12.89 | WE02-12-12.89-Surg Store | West End Health Precinct | WE | WE02 | AHMS - Adelaide Health and Medical Sciences | 12 | Twelfth Floor | 12.89 | 99105 | State - SAHealth - Adelaide Dental Hospital | 859 | Infrastructure | 5.56 | Surg Store | 3 | Specialist Teaching or Research Space Group | 314 | Clinical Areas Teaching Space - Undergraduate/Postgraduate |  | Excellent | 1,843.42 | NO
West End Health Precinct_WE02-AHMS - Adelaide Health and Medical Sciences_Twelfth Floor_12.90 _ Surgery - Closed | WE-WE02-12-12.90 | WE02-12-12.90-Surgery - Closed | West End Health Precinct | WE | WE02 | AHMS - Adelaide Health and Medical Sciences | 12 | Twelfth Floor | 12.90 | 99105 | State - SAHealth - Adelaide Dental Hospital | 859 | Infrastructure | 14.7 | Surgery - Closed | 3 | Specialist Teaching or Research Space Group | 314 | Clinical Areas Teaching Space - Undergraduate/Postgraduate |  | Excellent | 4,873.79 | NO
West End Health Precinct_WE02-AHMS - Adelaide Health and Medical Sciences_Twelfth Floor_12.91 _ Surg Store | WE-WE02-12-12.91 | WE02-12-12.91-Surg Store | West End Health Precinct | WE | WE02 | AHMS - Adelaide Health and Medical Sciences | 12 | Twelfth Floor | 12.91 | 99105 | State - SAHealth - Adelaide Dental Hospital | 859 | Infrastructure | 7.14 | Surg Store | 3 | Specialist Teaching or Research Space Group | 314 | Clinical Areas Teaching Space - Undergraduate/Postgraduate |  | Excellent | 2,367.27 | NO
West End Health Precinct_WE02-AHMS - Adelaide Health and Medical Sciences_Twelfth Floor_12.92 _ Surgery - Closed | WE-WE02-12-12.92 | WE02-12-12.92-Surgery - Closed | West End Health Precinct | WE | WE02 | AHMS - Adelaide Health and Medical Sciences | 12 | Twelfth Floor | 12.92 | 99105 | State - SAHealth - Adelaide Dental Hospital | 859 | Infrastructure | 14.74 | Surgery - Closed | 3 | Specialist Teaching or Research Space Group | 314 | Clinical Areas Teaching Space - Undergraduate/Postgraduate |  | Excellent | 4,887.05 | NO
West End Health Precinct_WE02-AHMS - Adelaide Health and Medical Sciences_Twelfth Floor_12.93 _ Surgery - Closed | WE-WE02-12-12.93 | WE02-12-12.93-Surgery - Closed | West End Health Precinct | WE | WE02 | AHMS - Adelaide Health and Medical Sciences | 12 | Twelfth Floor | 12.93 | 99105 | State - SAHealth - Adelaide Dental Hospital | 859 | Infrastructure | 14.65 | Surgery - Closed | 3 | Specialist Teaching or Research Space Group | 314 | Clinical Areas Teaching Space - Undergraduate/Postgraduate |  | Excellent | 4,857.21 | NO
West End Health Precinct_WE02-AHMS - Adelaide Health and Medical Sciences_Twelfth Floor_12.94 _ Surgery - Closed | WE-WE02-12-12.94 | WE02-12-12.94-Surgery - Closed | West End Health Precinct | WE | WE02 | AHMS - Adelaide Health and Medical Sciences | 12 | Twelfth Floor | 12.94 | 99105 | State - SAHealth - Adelaide Dental Hospital | 859 | Infrastructure | 14.3 | Surgery - Closed | 3 | Specialist Teaching or Research Space Group | 314 | Clinical Areas Teaching Space - Undergraduate/Postgraduate |  | Excellent | 4,741.17 | NO
West End Health Precinct_WE02-AHMS - Adelaide Health and Medical Sciences_Twelfth Floor_12.95 _ Write Up | WE-WE02-12-12.95 | WE02-12-12.95-Write Up | West End Health Precinct | WE | WE02 | AHMS - Adelaide Health and Medical Sciences | 12 | Twelfth Floor | 12.95 | 99105 | State - SAHealth - Adelaide Dental Hospital | 859 | Infrastructure | 11.42 | Write Up | 1 | Office Space Group | 111 | Open Plan - Specific type not defined |  | Excellent | 2,846.84 | NO
West End Health Precinct_WE02-AHMS - Adelaide Health and Medical Sciences_Twelfth Floor_12.96 _ Planning Treatment Room | WE-WE02-12-12.96 | WE02-12-12.96-Planning Treatment Room | West End Health Precinct | WE | WE02 | AHMS - Adelaide Health and Medical Sciences | 12 | Twelfth Floor | 12.96 | 99105 | State - SAHealth - Adelaide Dental Hospital | 859 | Infrastructure | 13.96 | Planning Treatment Room | 3 | Specialist Teaching or Research Space Group | 314 | Clinical Areas Teaching Space - Undergraduate/Postgraduate |  | Excellent | 4,628.44 | NO
West End Health Precinct_WE02-AHMS - Adelaide Health and Medical Sciences_Twelfth Floor_12.97 _ Surgery - Hum, SDA & 2 W/S | WE-WE02-12-12.97 | WE02-12-12.97-Surgery - Hum, SDA & 2 W/S | West End Health Precinct | WE | WE02 | AHMS - Adelaide Health and Medical Sciences | 12 | Twelfth Floor | 12.97 | 99105 | State - SAHealth - Adelaide Dental Hospital | 859 | Infrastructure | 19.19 | Surgery - Hum, SDA & 2 W/S | 3 | Specialist Teaching or Research Space Group | 314 | Clinical Areas Teaching Space - Undergraduate/Postgraduate |  | Excellent | 6,362.45 | NO
West End Health Precinct_WE02-AHMS - Adelaide Health and Medical Sciences_Twelfth Floor_12.98 _ Surgery - Closed | WE-WE02-12-12.98 | WE02-12-12.98-Surgery - Closed | West End Health Precinct | WE | WE02 | AHMS - Adelaide Health and Medical Sciences | 12 | Twelfth Floor | 12.98 | 99105 | State - SAHealth - Adelaide Dental Hospital | 859 | Infrastructure | 12.57 | Surgery - Closed | 3 | Specialist Teaching or Research Space Group | 314 | Clinical Areas Teaching Space - Undergraduate/Postgraduate |  | Excellent | 4,167.58 | NO
West End Health Precinct_WE02-AHMS - Adelaide Health and Medical Sciences_Twelfth Floor_12.99 _ Surgery - Closed | WE-WE02-12-12.99 | WE02-12-12.99-Surgery - Closed | West End Health Precinct | WE | WE02 | AHMS - Adelaide Health and Medical Sciences | 12 | Twelfth Floor | 12.99 | 99105 | State - SAHealth - Adelaide Dental Hospital | 859 | Infrastructure | 12.73 | Surgery - Closed | 3 | Specialist Teaching or Research Space Group | 314 | Clinical Areas Teaching Space - Undergraduate/Postgraduate |  | Excellent | 4,220.63 | NO
West End Health Precinct_WE02-AHMS - Adelaide Health and Medical Sciences_Twelfth Floor_12001 _ West Edgescape | WE-WE02-12-12001 | WE02-12-12001-West Edgescape | West End Health Precinct | WE | WE02 | AHMS - Adelaide Health and Medical Sciences | 12 | Twelfth Floor | 12001 | 99939 | Unusable Spaces | 99939 | Unusable Spaces | 49.69 | West Edgescape | 6 | General Facility Space Group | 604 | General Facility - Common Room General Access |  | Excellent | 13,873.45 | NO
West End Health Precinct_WE02-AHMS - Adelaide Health and Medical Sciences_Twelfth Floor_12002 _ Plantroom - West | WE-WE02-12-12002 | WE02-12-12002-Plantroom - West | West End Health Precinct | WE | WE02 | AHMS - Adelaide Health and Medical Sciences | 12 | Twelfth Floor | 12002 | 99939 | Unusable Spaces | 99939 | Unusable Spaces | 51.91 | Plantroom - West | 8 | Non Useable Floor Area Space Group | 810 | Non-usable - Mechanical plant room |  | Excellent | 0.00 | NO
West End Health Precinct_WE02-AHMS - Adelaide Health and Medical Sciences_Twelfth Floor_12003 _ A/L | WE-WE02-12-12003 | WE02-12-12003-A/L | West End Health Precinct | WE | WE02 | AHMS - Adelaide Health and Medical Sciences | 12 | Twelfth Floor | 12003 | 99939 | Unusable Spaces | 99939 | Unusable Spaces | 12.59 | A/L | 8 | Non Useable Floor Area Space Group | 805 | Non-usable - Circulation space |  | Excellent | 0.00 | NO
West End Health Precinct_WE02-AHMS - Adelaide Health and Medical Sciences_Twelfth Floor_12007 _ Lift Lobby - West | WE-WE02-12-12007 | WE02-12-12007-Lift Lobby - West | West End Health Precinct | WE | WE02 | AHMS - Adelaide Health and Medical Sciences | 12 | Twelfth Floor | 12007 | 99939 | Unusable Spaces | 99939 | Unusable Spaces | 27.31 | Lift Lobby - West | 8 | Non Useable Floor Area Space Group | 805 | Non-usable - Circulation space |  | Excellent | 0.00 | NO
West End Health Precinct_WE02-AHMS - Adelaide Health and Medical Sciences_Twelfth Floor_12008 _ VSR | WE-WE02-12-12008 | WE02-12-12008-VSR | West End Health Precinct | WE | WE02 | AHMS - Adelaide Health and Medical Sciences | 12 | Twelfth Floor | 12008 | 99939 | Unusable Spaces | 99939 | Unusable Spaces | 4.88 | VSR | 8 | Non Useable Floor Area Space Group | 840 | Non-usable - Service riser |  | Excellent | 0.00 | NO
West End Health Precinct_WE02-AHMS - Adelaide Health and Medical Sciences_Twelfth Floor_12013 _ WC - F 1 | WE-WE02-12-12013 | WE02-12-12013-WC - F 1 | West End Health Precinct | WE | WE02 | AHMS - Adelaide Health and Medical Sciences | 12 | Twelfth Floor | 12013 | 99939 | Unusable Spaces | 99939 | Unusable Spaces | 18.19 | WC - F 1 | 8 | Non Useable Floor Area Space Group | 820 | Non-usable - Toilets/Amenities - Female |  | Excellent | 0.00 | NO
West End Health Precinct_WE02-AHMS - Adelaide Health and Medical Sciences_Twelfth Floor_12013A _ VSR | WE-WE02-12-12013A | WE02-12-12013A-VSR | West End Health Precinct | WE | WE02 | AHMS - Adelaide Health and Medical Sciences | 12 | Twelfth Floor | 12013A | 99939 | Unusable Spaces | 99939 | Unusable Spaces | 3.5 | VSR | 8 | Non Useable Floor Area Space Group | 840 | Non-usable - Service riser |  | Excellent | 0.00 | NO
West End Health Precinct_WE02-AHMS - Adelaide Health and Medical Sciences_Twelfth Floor_12014 _ WC - Access | WE-WE02-12-12014 | WE02-12-12014-WC - Access | West End Health Precinct | WE | WE02 | AHMS - Adelaide Health and Medical Sciences | 12 | Twelfth Floor | 12014 | 99939 | Unusable Spaces | 99939 | Unusable Spaces | 5.27 | WC - Access | 8 | Non Useable Floor Area Space Group | 818 | Non-usable - Toilets/Amenities - Unisex Accessible |  | Excellent | 0.00 | NO
West End Health Precinct_WE02-AHMS - Adelaide Health and Medical Sciences_Twelfth Floor_12014A _ VSR | WE-WE02-12-12014A | WE02-12-12014A-VSR | West End Health Precinct | WE | WE02 | AHMS - Adelaide Health and Medical Sciences | 12 | Twelfth Floor | 12014A | 99939 | Unusable Spaces | 99939 | Unusable Spaces | 0.58 | VSR | 8 | Non Useable Floor Area Space Group | 840 | Non-usable - Service riser |  | Excellent | 0.00 | NO
West End Health Precinct_WE02-AHMS - Adelaide Health and Medical Sciences_Twelfth Floor_12015 _ A/L - F 1 | WE-WE02-12-12015 | WE02-12-12015-A/L - F 1 | West End Health Precinct | WE | WE02 | AHMS - Adelaide Health and Medical Sciences | 12 | Twelfth Floor | 12015 | 99939 | Unusable Spaces | 99939 | Unusable Spaces | 2.21 | A/L - F 1 | 8 | Non Useable Floor Area Space Group | 820 | Non-usable - Toilets/Amenities - Female |  | Excellent | 0.00 | NO
West End Health Precinct_WE02-AHMS - Adelaide Health and Medical Sciences_Twelfth Floor_12016 _ Circ. | WE-WE02-12-12016 | WE02-12-12016-Circ. | West End Health Precinct | WE | WE02 | AHMS - Adelaide Health and Medical Sciences | 12 | Twelfth Floor | 12016 | 99939 | Unusable Spaces | 99939 | Unusable Spaces | 11.54 | Circ. | 8 | Non Useable Floor Area Space Group | 805 | Non-usable - Circulation space |  | Excellent | 0.00 | NO
West End Health Precinct_WE02-AHMS - Adelaide Health and Medical Sciences_Twelfth Floor_12017 _ Elec | WE-WE02-12-12017 | WE02-12-12017-Elec | West End Health Precinct | WE | WE02 | AHMS - Adelaide Health and Medical Sciences | 12 | Twelfth Floor | 12017 | 99939 | Unusable Spaces | 99939 | Unusable Spaces | 2.12 | Elec | 8 | Non Useable Floor Area Space Group | 840 | Non-usable - Service riser |  | Excellent | 0.00 | NO
West End Health Precinct_WE02-AHMS - Adelaide Health and Medical Sciences_Twelfth Floor_12019 _ WC - M 1 | WE-WE02-12-12019 | WE02-12-12019-WC - M 1 | West End Health Precinct | WE | WE02 | AHMS - Adelaide Health and Medical Sciences | 12 | Twelfth Floor | 12019 | 99939 | Unusable Spaces | 99939 | Unusable Spaces | 17.78 | WC - M 1 | 8 | Non Useable Floor Area Space Group | 821 | Non-usable - Toilets/Amenities - Male |  | Excellent | 0.00 | NO
West End Health Precinct_WE02-AHMS - Adelaide Health and Medical Sciences_Twelfth Floor_12020 _ A/L - M 1 | WE-WE02-12-12020 | WE02-12-12020-A/L - M 1 | West End Health Precinct | WE | WE02 | AHMS - Adelaide Health and Medical Sciences | 12 | Twelfth Floor | 12020 | 99939 | Unusable Spaces | 99939 | Unusable Spaces | 2.22 | A/L - M 1 | 8 | Non Useable Floor Area Space Group | 821 | Non-usable - Toilets/Amenities - Male |  | Excellent | 0.00 | NO
West End Health Precinct_WE02-AHMS - Adelaide Health and Medical Sciences_Twelfth Floor_12021 _ Cleaner 1 | WE-WE02-12-12021 | WE02-12-12021-Cleaner 1 | West End Health Precinct | WE | WE02 | AHMS - Adelaide Health and Medical Sciences | 12 | Twelfth Floor | 12021 | 99939 | Unusable Spaces | 99939 | Unusable Spaces | 1.75 | Cleaner 1 | 8 | Non Useable Floor Area Space Group | 806 | Non-usable - Cleaners room |  | Excellent | 0.00 | NO
West End Health Precinct_WE02-AHMS - Adelaide Health and Medical Sciences_Twelfth Floor_12022 _ Comms | WE-WE02-12-12022 | WE02-12-12022-Comms | West End Health Precinct | WE | WE02 | AHMS - Adelaide Health and Medical Sciences | 12 | Twelfth Floor | 12022 | 99939 | Unusable Spaces | 99939 | Unusable Spaces | 1.43 | Comms | 8 | Non Useable Floor Area Space Group | 812 | Non-usable - Comms/network system/Telephone/PABX |  | Excellent | 0.00 | NO
West End Health Precinct_WE02-AHMS - Adelaide Health and Medical Sciences_Twelfth Floor_12023 _ VSR | WE-WE02-12-12023 | WE02-12-12023-VSR | West End Health Precinct | WE | WE02 | AHMS - Adelaide Health and Medical Sciences | 12 | Twelfth Floor | 12023 | 99939 | Unusable Spaces | 99939 | Unusable Spaces | 0.66 | VSR | 8 | Non Useable Floor Area Space Group | 840 | Non-usable - Service riser |  | Excellent | 0.00 | NO
West End Health Precinct_WE02-AHMS - Adelaide Health and Medical Sciences_Twelfth Floor_12024 _ VSR | WE-WE02-12-12024 | WE02-12-12024-VSR | West End Health Precinct | WE | WE02 | AHMS - Adelaide Health and Medical Sciences | 12 | Twelfth Floor | 12024 | 99939 | Unusable Spaces | 99939 | Unusable Spaces | 1.37 | VSR | 8 | Non Useable Floor Area Space Group | 840 | Non-usable - Service riser |  | Excellent | 0.00 | NO
West End Health Precinct_WE02-AHMS - Adelaide Health and Medical Sciences_Twelfth Floor_12025 _ Fire | WE-WE02-12-12025 | WE02-12-12025-Fire | West End Health Precinct | WE | WE02 | AHMS - Adelaide Health and Medical Sciences | 12 | Twelfth Floor | 12025 | 99939 | Unusable Spaces | 99939 | Unusable Spaces | 0.47 | Fire | 8 | Non Useable Floor Area Space Group | 840 | Non-usable - Service riser |  | Excellent | 0.00 | NO
West End Health Precinct_WE02-AHMS - Adelaide Health and Medical Sciences_Twelfth Floor_12026 _ FH | WE-WE02-12-12026 | WE02-12-12026-FH | West End Health Precinct | WE | WE02 | AHMS - Adelaide Health and Medical Sciences | 12 | Twelfth Floor | 12026 | 99939 | Unusable Spaces | 99939 | Unusable Spaces | 0.48 | FH | 8 | Non Useable Floor Area Space Group | 840 | Non-usable - Service riser |  | Excellent | 0.00 | NO
West End Health Precinct_WE02-AHMS - Adelaide Health and Medical Sciences_Twelfth Floor_12027 _ Stair - Pressurisation | WE-WE02-12-12027 | WE02-12-12027-Stair - Pressurisation | West End Health Precinct | WE | WE02 | AHMS - Adelaide Health and Medical Sciences | 12 | Twelfth Floor | 12027 | 99939 | Unusable Spaces | 99939 | Unusable Spaces | 2.76 | Stair - Pressurisation | 8 | Non Useable Floor Area Space Group | 840 | Non-usable - Service riser |  | Excellent | 0.00 | NO
West End Health Precinct_WE02-AHMS - Adelaide Health and Medical Sciences_Twelfth Floor_12028 _ Stair - West | WE-WE02-12-12028 | WE02-12-12028-Stair - West | West End Health Precinct | WE | WE02 | AHMS - Adelaide Health and Medical Sciences | 12 | Twelfth Floor | 12028 | 99939 | Unusable Spaces | 99939 | Unusable Spaces | 32.14 | Stair - West | 8 | Non Useable Floor Area Space Group | 805 | Non-usable - Circulation space |  | Excellent | 0.00 | NO
West End Health Precinct_WE02-AHMS - Adelaide Health and Medical Sciences_Twelfth Floor_12030 _ Plantroom - East | WE-WE02-12-12030 | WE02-12-12030-Plantroom - East | West End Health Precinct | WE | WE02 | AHMS - Adelaide Health and Medical Sciences | 12 | Twelfth Floor | 12030 | 99939 | Unusable Spaces | 99939 | Unusable Spaces | 46.11 | Plantroom - East | 8 | Non Useable Floor Area Space Group | 810 | Non-usable - Mechanical plant room |  | Excellent | 0.00 | NO
West End Health Precinct_WE02-AHMS - Adelaide Health and Medical Sciences_Twelfth Floor_12030A _ VSR | WE-WE02-12-12030A | WE02-12-12030A-VSR | West End Health Precinct | WE | WE02 | AHMS - Adelaide Health and Medical Sciences | 12 | Twelfth Floor | 12030A | 99939 | Unusable Spaces | 99939 | Unusable Spaces | 0.56 | VSR | 8 | Non Useable Floor Area Space Group | 840 | Non-usable - Service riser |  | Excellent | 0.00 | NO
West End Health Precinct_WE02-AHMS - Adelaide Health and Medical Sciences_Twelfth Floor_12031 _ Gas | WE-WE02-12-12031 | WE02-12-12031-Gas | West End Health Precinct | WE | WE02 | AHMS - Adelaide Health and Medical Sciences | 12 | Twelfth Floor | 12031 | 99939 | Unusable Spaces | 99939 | Unusable Spaces | 0.93 | Gas | 8 | Non Useable Floor Area Space Group | 840 | Non-usable - Service riser |  | Excellent | 0.00 | NO
West End Health Precinct_WE02-AHMS - Adelaide Health and Medical Sciences_Twelfth Floor_12032 _ Comms | WE-WE02-12-12032 | WE02-12-12032-Comms | West End Health Precinct | WE | WE02 | AHMS - Adelaide Health and Medical Sciences | 12 | Twelfth Floor | 12032 | 99939 | Unusable Spaces | 99939 | Unusable Spaces | 0.56 | Comms | 8 | Non Useable Floor Area Space Group | 812 | Non-usable - Comms/network system/Telephone/PABX |  | Excellent | 0.00 | NO
West End Health Precinct_WE02-AHMS - Adelaide Health and Medical Sciences_Twelfth Floor_12033 _ Hyd | WE-WE02-12-12033 | WE02-12-12033-Hyd | West End Health Precinct | WE | WE02 | AHMS - Adelaide Health and Medical Sciences | 12 | Twelfth Floor | 12033 | 99939 | Unusable Spaces | 99939 | Unusable Spaces | 0.39 | Hyd | 8 | Non Useable Floor Area Space Group | 840 | Non-usable - Service riser |  | Excellent | 0.00 | NO
West End Health Precinct_WE02-AHMS - Adelaide Health and Medical Sciences_Twelfth Floor_12034 _ FHR | WE-WE02-12-12034 | WE02-12-12034-FHR | West End Health Precinct | WE | WE02 | AHMS - Adelaide Health and Medical Sciences | 12 | Twelfth Floor | 12034 | 99939 | Unusable Spaces | 99939 | Unusable Spaces | 0.37 | FHR | 8 | Non Useable Floor Area Space Group | 840 | Non-usable - Service riser |  | Excellent | 0.00 | NO
West End Health Precinct_WE02-AHMS - Adelaide Health and Medical Sciences_Twelfth Floor_12035 _ Elec | WE-WE02-12-12035 | WE02-12-12035-Elec | West End Health Precinct | WE | WE02 | AHMS - Adelaide Health and Medical Sciences | 12 | Twelfth Floor | 12035 | 99939 | Unusable Spaces | 99939 | Unusable Spaces | 2.86 | Elec | 8 | Non Useable Floor Area Space Group | 840 | Non-usable - Service riser |  | Excellent | 0.00 | NO
West End Health Precinct_WE02-AHMS - Adelaide Health and Medical Sciences_Twelfth Floor_12036 _ Stair - East | WE-WE02-12-12036 | WE02-12-12036-Stair - East | West End Health Precinct | WE | WE02 | AHMS - Adelaide Health and Medical Sciences | 12 | Twelfth Floor | 12036 | 99939 | Unusable Spaces | 99939 | Unusable Spaces | 49.14 | Stair - East | 8 | Non Useable Floor Area Space Group | 805 | Non-usable - Circulation space |  | Excellent | 0.00 | NO
West End Health Precinct_WE02-AHMS - Adelaide Health and Medical Sciences_Twelfth Floor_12037 _ Stair - Pressurisation | WE-WE02-12-12037 | WE02-12-12037-Stair - Pressurisation | West End Health Precinct | WE | WE02 | AHMS - Adelaide Health and Medical Sciences | 12 | Twelfth Floor | 12037 | 99939 | Unusable Spaces | 99939 | Unusable Spaces | 2.02 | Stair - Pressurisation | 8 | Non Useable Floor Area Space Group | 840 | Non-usable - Service riser |  | Excellent | 0.00 | NO
West End Health Precinct_WE02-AHMS - Adelaide Health and Medical Sciences_Twelfth Floor_12037A _ VSR | WE-WE02-12-12037A | WE02-12-12037A-VSR | West End Health Precinct | WE | WE02 | AHMS - Adelaide Health and Medical Sciences | 12 | Twelfth Floor | 12037A | 99939 | Unusable Spaces | 99939 | Unusable Spaces | 0.42 | VSR | 8 | Non Useable Floor Area Space Group | 840 | Non-usable - Service riser |  | Excellent | 0.00 | NO
West End Health Precinct_WE02-AHMS - Adelaide Health and Medical Sciences_Twelfth Floor_12038 _ A/L - F 2 | WE-WE02-12-12038 | WE02-12-12038-A/L - F 2 | West End Health Precinct | WE | WE02 | AHMS - Adelaide Health and Medical Sciences | 12 | Twelfth Floor | 12038 | 99939 | Unusable Spaces | 99939 | Unusable Spaces | 7.26 | A/L - F 2 | 8 | Non Useable Floor Area Space Group | 820 | Non-usable - Toilets/Amenities - Female |  | Excellent | 0.00 | NO
West End Health Precinct_WE02-AHMS - Adelaide Health and Medical Sciences_Twelfth Floor_12039 _ WC - F 2 | WE-WE02-12-12039 | WE02-12-12039-WC - F 2 | West End Health Precinct | WE | WE02 | AHMS - Adelaide Health and Medical Sciences | 12 | Twelfth Floor | 12039 | 99939 | Unusable Spaces | 99939 | Unusable Spaces | 11.27 | WC - F 2 | 8 | Non Useable Floor Area Space Group | 820 | Non-usable - Toilets/Amenities - Female |  | Excellent | 0.00 | NO
West End Health Precinct_WE02-AHMS - Adelaide Health and Medical Sciences_Twelfth Floor_12041 _ WC - M 2 | WE-WE02-12-12041 | WE02-12-12041-WC - M 2 | West End Health Precinct | WE | WE02 | AHMS - Adelaide Health and Medical Sciences | 12 | Twelfth Floor | 12041 | 99939 | Unusable Spaces | 99939 | Unusable Spaces | 11.23 | WC - M 2 | 8 | Non Useable Floor Area Space Group | 821 | Non-usable - Toilets/Amenities - Male |  | Excellent | 0.00 | NO
West End Health Precinct_WE02-AHMS - Adelaide Health and Medical Sciences_Twelfth Floor_12041A _ VSR | WE-WE02-12-12041A | WE02-12-12041A-VSR | West End Health Precinct | WE | WE02 | AHMS - Adelaide Health and Medical Sciences | 12 | Twelfth Floor | 12041A | 99939 | Unusable Spaces | 99939 | Unusable Spaces | 1.02 | VSR | 8 | Non Useable Floor Area Space Group | 840 | Non-usable - Service riser |  | Excellent | 0.00 | NO
West End Health Precinct_WE02-AHMS - Adelaide Health and Medical Sciences_Twelfth Floor_12042 _ A/L - M 2 | WE-WE02-12-12042 | WE02-12-12042-A/L - M 2 | West End Health Precinct | WE | WE02 | AHMS - Adelaide Health and Medical Sciences | 12 | Twelfth Floor | 12042 | 99939 | Unusable Spaces | 99939 | Unusable Spaces | 5.87 | A/L - M 2 | 8 | Non Useable Floor Area Space Group | 821 | Non-usable - Toilets/Amenities - Male |  | Excellent | 0.00 | NO
West End Health Precinct_WE02-AHMS - Adelaide Health and Medical Sciences_Twelfth Floor_12042A _ VSR | WE-WE02-12-12042A | WE02-12-12042A-VSR | West End Health Precinct | WE | WE02 | AHMS - Adelaide Health and Medical Sciences | 12 | Twelfth Floor | 12042A | 99939 | Unusable Spaces | 99939 | Unusable Spaces | 2.56 | VSR | 8 | Non Useable Floor Area Space Group | 840 | Non-usable - Service riser |  | Excellent | 0.00 | NO
West End Health Precinct_WE02-AHMS - Adelaide Health and Medical Sciences_Twelfth Floor_12042B _ VSR | WE-WE02-12-12042B | WE02-12-12042B-VSR | West End Health Precinct | WE | WE02 | AHMS - Adelaide Health and Medical Sciences | 12 | Twelfth Floor | 12042B | 99939 | Unusable Spaces | 99939 | Unusable Spaces | 0.48 | VSR | 8 | Non Useable Floor Area Space Group | 840 | Non-usable - Service riser |  | Excellent | 0.00 | NO
West End Health Precinct_WE02-AHMS - Adelaide Health and Medical Sciences_Twelfth Floor_12043 _ Cleaner 2 | WE-WE02-12-12043 | WE02-12-12043-Cleaner 2 | West End Health Precinct | WE | WE02 | AHMS - Adelaide Health and Medical Sciences | 12 | Twelfth Floor | 12043 | 99939 | Unusable Spaces | 99939 | Unusable Spaces | 1.36 | Cleaner 2 | 8 | Non Useable Floor Area Space Group | 806 | Non-usable - Cleaners room |  | Excellent | 0.00 | NO
West End Health Precinct_WE02-AHMS - Adelaide Health and Medical Sciences_Twelfth Floor_12043A _ VSR | WE-WE02-12-12043A | WE02-12-12043A-VSR | West End Health Precinct | WE | WE02 | AHMS - Adelaide Health and Medical Sciences | 12 | Twelfth Floor | 12043A | 99939 | Unusable Spaces | 99939 | Unusable Spaces | 0.2 | VSR | 8 | Non Useable Floor Area Space Group | 840 | Non-usable - Service riser |  | Excellent | 0.00 | NO
West End Health Precinct_WE02-AHMS - Adelaide Health and Medical Sciences_Twelfth Floor_12044 _ Lift Lobby - East | WE-WE02-12-12044 | WE02-12-12044-Lift Lobby - East | West End Health Precinct | WE | WE02 | AHMS - Adelaide Health and Medical Sciences | 12 | Twelfth Floor | 12044 | 99939 | Unusable Spaces | 99939 | Unusable Spaces | 22.68 | Lift Lobby - East | 8 | Non Useable Floor Area Space Group | 805 | Non-usable - Circulation space |  | Excellent | 0.00 | NO
West End Health Precinct_WE02-AHMS - Adelaide Health and Medical Sciences_Twelfth Floor_12046 _ East Edgescape | WE-WE02-12-12046 | WE02-12-12046-East Edgescape | West End Health Precinct | WE | WE02 | AHMS - Adelaide Health and Medical Sciences | 12 | Twelfth Floor | 12046 | 99939 | Unusable Spaces | 99939 | Unusable Spaces | 18.74 | East Edgescape | 6 | General Facility Space Group | 604 | General Facility - Common Room General Access |  | Excellent | 5,232.21 | NO
West End Health Precinct_WE02-AHMS - Adelaide Health and Medical Sciences_Thirteenth Floor_13001 _ West Edgescape | WE-WE02-13-13001 | WE02-13-13001-West Edgescape | West End Health Precinct | WE | WE02 | AHMS - Adelaide Health and Medical Sciences | 13 | Thirteenth Floor | 13001 | 99939 | Unusable Spaces | 99939 | Unusable Spaces | 49.29 | West Edgescape | 6 | General Facility Space Group | 604 | General Facility - Common Room General Access |  | Excellent | 13,761.77 | NO
West End Health Precinct_WE02-AHMS - Adelaide Health and Medical Sciences_Thirteenth Floor_13002 _ Plantroom - West | WE-WE02-13-13002 | WE02-13-13002-Plantroom - West | West End Health Precinct | WE | WE02 | AHMS - Adelaide Health and Medical Sciences | 13 | Thirteenth Floor | 13002 | 99939 | Unusable Spaces | 99939 | Unusable Spaces | 51.91 | Plantroom - West | 8 | Non Useable Floor Area Space Group | 810 | Non-usable - Mechanical plant room |  | Excellent | 0.00 | NO
West End Health Precinct_WE02-AHMS - Adelaide Health and Medical Sciences_Thirteenth Floor_13003 _ A/L | WE-WE02-13-13003 | WE02-13-13003-A/L | West End Health Precinct | WE | WE02 | AHMS - Adelaide Health and Medical Sciences | 13 | Thirteenth Floor | 13003 | 99939 | Unusable Spaces | 99939 | Unusable Spaces | 11.92 | A/L | 8 | Non Useable Floor Area Space Group | 805 | Non-usable - Circulation space |  | Excellent | 0.00 | NO
West End Health Precinct_WE02-AHMS - Adelaide Health and Medical Sciences_Thirteenth Floor_13004 _ Lift Lobby - West | WE-WE02-13-13004 | WE02-13-13004-Lift Lobby - West | West End Health Precinct | WE | WE02 | AHMS - Adelaide Health and Medical Sciences | 13 | Thirteenth Floor | 13004 | 99939 | Unusable Spaces | 99939 | Unusable Spaces | 26.59 | Lift Lobby - West | 8 | Non Useable Floor Area Space Group | 805 | Non-usable - Circulation space |  | Excellent | 0.00 | NO
West End Health Precinct_WE02-AHMS - Adelaide Health and Medical Sciences_Thirteenth Floor_13004A _ Lift Overrun | WE-WE02-13-13004A | WE02-13-13004A-Lift Overrun | West End Health Precinct | WE | WE02 | AHMS - Adelaide Health and Medical Sciences | 13 | Thirteenth Floor | 13004A | 99939 | Unusable Spaces | 99939 | Unusable Spaces | 21.75 | Lift Overrun | 8 | Non Useable Floor Area Space Group | 809 | Non-usable - Lift motor room |  | Excellent | 0.00 | NO
West End Health Precinct_WE02-AHMS - Adelaide Health and Medical Sciences_Thirteenth Floor_13004B _ Lift Overrun | WE-WE02-13-13004B | WE02-13-13004B-Lift Overrun | West End Health Precinct | WE | WE02 | AHMS - Adelaide Health and Medical Sciences | 13 | Thirteenth Floor | 13004B | 99939 | Unusable Spaces | 99939 | Unusable Spaces | 21.75 | Lift Overrun | 8 | Non Useable Floor Area Space Group | 809 | Non-usable - Lift motor room |  | Excellent | 0.00 | NO
West End Health Precinct_WE02-AHMS - Adelaide Health and Medical Sciences_Thirteenth Floor_13005 _ VSR | WE-WE02-13-13005 | WE02-13-13005-VSR | West End Health Precinct | WE | WE02 | AHMS - Adelaide Health and Medical Sciences | 13 | Thirteenth Floor | 13005 | 99939 | Unusable Spaces | 99939 | Unusable Spaces | 4.88 | VSR | 8 | Non Useable Floor Area Space Group | 840 | Non-usable - Service riser |  | Excellent | 0.00 | NO
West End Health Precinct_WE02-AHMS - Adelaide Health and Medical Sciences_Thirteenth Floor_13006 _ Plantroom | WE-WE02-13-13006 | WE02-13-13006-Plantroom | West End Health Precinct | WE | WE02 | AHMS - Adelaide Health and Medical Sciences | 13 | Thirteenth Floor | 13006 | 99939 | Unusable Spaces | 99939 | Unusable Spaces | 78.06 | Plantroom | 8 | Non Useable Floor Area Space Group | 810 | Non-usable - Mechanical plant room |  | Excellent | 0.00 | NO
West End Health Precinct_WE02-AHMS - Adelaide Health and Medical Sciences_Thirteenth Floor_13007 _ Stair - West | WE-WE02-13-13007 | WE02-13-13007-Stair - West | West End Health Precinct | WE | WE02 | AHMS - Adelaide Health and Medical Sciences | 13 | Thirteenth Floor | 13007 | 99939 | Unusable Spaces | 99939 | Unusable Spaces | 33.81 | Stair - West | 8 | Non Useable Floor Area Space Group | 805 | Non-usable - Circulation space |  | Excellent | 0.00 | NO
West End Health Precinct_WE02-AHMS - Adelaide Health and Medical Sciences_Thirteenth Floor_13030 _ Plantroom | WE-WE02-13-13030 | WE02-13-13030-Plantroom | West End Health Precinct | WE | WE02 | AHMS - Adelaide Health and Medical Sciences | 13 | Thirteenth Floor | 13030 | 99939 | Unusable Spaces | 99939 | Unusable Spaces | 53.49 | Plantroom | 8 | Non Useable Floor Area Space Group | 810 | Non-usable - Mechanical plant room |  | Excellent | 0.00 | NO
West End Health Precinct_WE02-AHMS - Adelaide Health and Medical Sciences_Thirteenth Floor_13036 _ Stair - East | WE-WE02-13-13036 | WE02-13-13036-Stair - East | West End Health Precinct | WE | WE02 | AHMS - Adelaide Health and Medical Sciences | 13 | Thirteenth Floor | 13036 | 99939 | Unusable Spaces | 99939 | Unusable Spaces | 45.16 | Stair - East | 8 | Non Useable Floor Area Space Group | 805 | Non-usable - Circulation space |  | Excellent | 0.00 | NO
West End Health Precinct_WE02-AHMS - Adelaide Health and Medical Sciences_Thirteenth Floor_13038 _ Plantroom | WE-WE02-13-13038 | WE02-13-13038-Plantroom | West End Health Precinct | WE | WE02 | AHMS - Adelaide Health and Medical Sciences | 13 | Thirteenth Floor | 13038 | 99939 | Unusable Spaces | 99939 | Unusable Spaces | 69.86 | Plantroom | 8 | Non Useable Floor Area Space Group | 810 | Non-usable - Mechanical plant room |  | Excellent | 0.00 | NO
West End Health Precinct_WE02-AHMS - Adelaide Health and Medical Sciences_Thirteenth Floor_13040 _ East Edgescape | WE-WE02-13-13040 | WE02-13-13040-East Edgescape | West End Health Precinct | WE | WE02 | AHMS - Adelaide Health and Medical Sciences | 13 | Thirteenth Floor | 13040 | 99939 | Unusable Spaces | 99939 | Unusable Spaces | 17.9 | East Edgescape | 6 | General Facility Space Group | 604 | General Facility - Common Room General Access |  | Excellent | 4,997.68 | NO
West End Health Precinct_WE02-AHMS - Adelaide Health and Medical Sciences_Thirteenth Floor_13052 _ Plantroom - East | WE-WE02-13-13052 | WE02-13-13052-Plantroom - East | West End Health Precinct | WE | WE02 | AHMS - Adelaide Health and Medical Sciences | 13 | Thirteenth Floor | 13052 | 99939 | Unusable Spaces | 99939 | Unusable Spaces | 1831.96 | Plantroom - East | 8 | Non Useable Floor Area Space Group | 810 | Non-usable - Mechanical plant room |  | Excellent | 0.00 | NO
West End Health Precinct_WE02-AHMS - Adelaide Health and Medical Sciences_Thirteenth Floor_13053 _ West Services Riser | WE-WE02-13-13053 | WE02-13-13053-West Services Riser | West End Health Precinct | WE | WE02 | AHMS - Adelaide Health and Medical Sciences | 13 | Thirteenth Floor | 13053 | 99939 | Unusable Spaces | 99939 | Unusable Spaces | 10.01 | West Services Riser | 8 | Non Useable Floor Area Space Group | 840 | Non-usable - Service riser |  | Excellent | 0.00 | NO
West End Health Precinct_WE02-AHMS - Adelaide Health and Medical Sciences_Thirteenth Floor_13054 _ East Services Riser | WE-WE02-13-13054 | WE02-13-13054-East Services Riser | West End Health Precinct | WE | WE02 | AHMS - Adelaide Health and Medical Sciences | 13 | Thirteenth Floor | 13054 | 99939 | Unusable Spaces | 99939 | Unusable Spaces | 13.15 | East Services Riser | 8 | Non Useable Floor Area Space Group | 840 | Non-usable - Service riser |  | Excellent | 0.00 | NO
West End Health Precinct_WE02-AHMS - Adelaide Health and Medical Sciences_Ground Floor_G001 _ Reception | WE-WE02-GN-G001 | WE02-GN-G001-Reception | West End Health Precinct | WE | WE02 | AHMS - Adelaide Health and Medical Sciences | GN | Ground Floor | G001 | 99105 | State - SAHealth - Adelaide Dental Hospital | 859 | Infrastructure | 26.11 | Reception | 8 | Non Useable Floor Area Space Group | 805 | Non-usable - Circulation space |  | Excellent | 0.00 | NO
West End Health Precinct_WE02-AHMS - Adelaide Health and Medical Sciences_Ground Floor_G002 _ VSR | WE-WE02-GN-G002 | WE02-GN-G002-VSR | West End Health Precinct | WE | WE02 | AHMS - Adelaide Health and Medical Sciences | GN | Ground Floor | G002 | 99939 | Unusable Spaces | 99939 | Unusable Spaces | 1.99 | VSR | 8 | Non Useable Floor Area Space Group | 840 | Non-usable - Service riser |  | Excellent | 0.00 | NO
West End Health Precinct_WE02-AHMS - Adelaide Health and Medical Sciences_Ground Floor_G002A _ VSR | WE-WE02-GN-G002A | WE02-GN-G002A-VSR | West End Health Precinct | WE | WE02 | AHMS - Adelaide Health and Medical Sciences | GN | Ground Floor | G002A | 99939 | Unusable Spaces | 99939 | Unusable Spaces | 1.29 | VSR | 8 | Non Useable Floor Area Space Group | 840 | Non-usable - Service riser |  | Excellent | 0.00 | NO
West End Health Precinct_WE02-AHMS - Adelaide Health and Medical Sciences_Ground Floor_G003 _ DB - Elec | WE-WE02-GN-G003 | WE02-GN-G003-DB - Elec | West End Health Precinct | WE | WE02 | AHMS - Adelaide Health and Medical Sciences | GN | Ground Floor | G003 | 99939 | Unusable Spaces | 99939 | Unusable Spaces | 3.07 | DB - Elec | 8 | Non Useable Floor Area Space Group | 840 | Non-usable - Service riser |  | Excellent | 0.00 | NO
West End Health Precinct_WE02-AHMS - Adelaide Health and Medical Sciences_Ground Floor_G003A _ VSR | WE-WE02-GN-G003A | WE02-GN-G003A-VSR | West End Health Precinct | WE | WE02 | AHMS - Adelaide Health and Medical Sciences | GN | Ground Floor | G003A | 99939 | Unusable Spaces | 99939 | Unusable Spaces | 1.19 | VSR | 8 | Non Useable Floor Area Space Group | 840 | Non-usable - Service riser |  | Excellent | 0.00 | NO
West End Health Precinct_WE02-AHMS - Adelaide Health and Medical Sciences_Ground Floor_G003B _ VSR | WE-WE02-GN-G003B | WE02-GN-G003B-VSR | West End Health Precinct | WE | WE02 | AHMS - Adelaide Health and Medical Sciences | GN | Ground Floor | G003B | 99939 | Unusable Spaces | 99939 | Unusable Spaces | 1.97 | VSR | 8 | Non Useable Floor Area Space Group | 840 | Non-usable - Service riser |  | Excellent | 0.00 | NO
West End Health Precinct_WE02-AHMS - Adelaide Health and Medical Sciences_Ground Floor_G004 _ Student Quiet Space | WE-WE02-GN-G004 | WE02-GN-G004-Student Quiet Space | West End Health Precinct | WE | WE02 | AHMS - Adelaide Health and Medical Sciences | GN | Ground Floor | G004 | 99956 | Faculty of Health & Medical Sciences - Shared Space | 340 | Health & Medical Sciences Faculty Office | 14.68 | Student Quiet Space | 5 | Library, IT and Learning Space Group | 502 | Library and Learning - Small group study room |  | Excellent | 4,098.66 | NO
West End Health Precinct_WE02-AHMS - Adelaide Health and Medical Sciences_Ground Floor_G005 _ A/L | WE-WE02-GN-G005 | WE02-GN-G005-A/L | West End Health Precinct | WE | WE02 | AHMS - Adelaide Health and Medical Sciences | GN | Ground Floor | G005 | 99939 | Unusable Spaces | 99939 | Unusable Spaces | 11.71 | A/L | 8 | Non Useable Floor Area Space Group | 805 | Non-usable - Circulation space |  | Excellent | 0.00 | NO
West End Health Precinct_WE02-AHMS - Adelaide Health and Medical Sciences_Ground Floor_G006 _ Lift 01 | WE-WE02-GN-G006 | WE02-GN-G006-Lift 01 | West End Health Precinct | WE | WE02 | AHMS - Adelaide Health and Medical Sciences | GN | Ground Floor | G006 | 99939 | Unusable Spaces | 99939 | Unusable Spaces | 4.33 | Lift 01 | 8 | Non Useable Floor Area Space Group | 838 | Non-usable - Lift |  | Excellent | 0.00 | NO
West End Health Precinct_WE02-AHMS - Adelaide Health and Medical Sciences_Ground Floor_G007 _ Lift 02 | WE-WE02-GN-G007 | WE02-GN-G007-Lift 02 | West End Health Precinct | WE | WE02 | AHMS - Adelaide Health and Medical Sciences | GN | Ground Floor | G007 | 99939 | Unusable Spaces | 99939 | Unusable Spaces | 4.33 | Lift 02 | 8 | Non Useable Floor Area Space Group | 838 | Non-usable - Lift |  | Excellent | 0.00 | NO
West End Health Precinct_WE02-AHMS - Adelaide Health and Medical Sciences_Ground Floor_G008 _ Lift 03 | WE-WE02-GN-G008 | WE02-GN-G008-Lift 03 | West End Health Precinct | WE | WE02 | AHMS - Adelaide Health and Medical Sciences | GN | Ground Floor | G008 | 99939 | Unusable Spaces | 99939 | Unusable Spaces | 4.33 | Lift 03 | 8 | Non Useable Floor Area Space Group | 838 | Non-usable - Lift |  | Excellent | 0.00 | NO
West End Health Precinct_WE02-AHMS - Adelaide Health and Medical Sciences_Ground Floor_G009 _ Lift Lobby - West | WE-WE02-GN-G009 | WE02-GN-G009-Lift Lobby - West | West End Health Precinct | WE | WE02 | AHMS - Adelaide Health and Medical Sciences | GN | Ground Floor | G009 | 99939 | Unusable Spaces | 99939 | Unusable Spaces | 27.6 | Lift Lobby - West | 8 | Non Useable Floor Area Space Group | 805 | Non-usable - Circulation space |  | Excellent | 0.00 | NO
West End Health Precinct_WE02-AHMS - Adelaide Health and Medical Sciences_Ground Floor_G010 _ VSR | WE-WE02-GN-G010 | WE02-GN-G010-VSR | West End Health Precinct | WE | WE02 | AHMS - Adelaide Health and Medical Sciences | GN | Ground Floor | G010 | 99939 | Unusable Spaces | 99939 | Unusable Spaces | 4.88 | VSR | 8 | Non Useable Floor Area Space Group | 840 | Non-usable - Service riser |  | Excellent | 0.00 | NO
West End Health Precinct_WE02-AHMS - Adelaide Health and Medical Sciences_Ground Floor_G011 _ Lift 06 | WE-WE02-GN-G011 | WE02-GN-G011-Lift 06 | West End Health Precinct | WE | WE02 | AHMS - Adelaide Health and Medical Sciences | GN | Ground Floor | G011 | 99939 | Unusable Spaces | 99939 | Unusable Spaces | 4.33 | Lift 06 | 8 | Non Useable Floor Area Space Group | 838 | Non-usable - Lift |  | Excellent | 0.00 | NO
West End Health Precinct_WE02-AHMS - Adelaide Health and Medical Sciences_Ground Floor_G012 _ Lift 05 | WE-WE02-GN-G012 | WE02-GN-G012-Lift 05 | West End Health Precinct | WE | WE02 | AHMS - Adelaide Health and Medical Sciences | GN | Ground Floor | G012 | 99939 | Unusable Spaces | 99939 | Unusable Spaces | 4.33 | Lift 05 | 8 | Non Useable Floor Area Space Group | 838 | Non-usable - Lift |  | Excellent | 0.00 | NO
West End Health Precinct_WE02-AHMS - Adelaide Health and Medical Sciences_Ground Floor_G013 _ Lift 04 | WE-WE02-GN-G013 | WE02-GN-G013-Lift 04 | West End Health Precinct | WE | WE02 | AHMS - Adelaide Health and Medical Sciences | GN | Ground Floor | G013 | 99939 | Unusable Spaces | 99939 | Unusable Spaces | 4.33 | Lift 04 | 8 | Non Useable Floor Area Space Group | 838 | Non-usable - Lift |  | Excellent | 0.00 | NO
West End Health Precinct_WE02-AHMS - Adelaide Health and Medical Sciences_Ground Floor_G015 _ Plantroom | WE-WE02-GN-G015 | WE02-GN-G015-Plantroom | West End Health Precinct | WE | WE02 | AHMS - Adelaide Health and Medical Sciences | GN | Ground Floor | G015 | 99939 | Unusable Spaces | 99939 | Unusable Spaces | 3.08 | Plantroom | 8 | Non Useable Floor Area Space Group | 810 | Non-usable - Mechanical plant room |  | Excellent | 0.00 | NO
West End Health Precinct_WE02-AHMS - Adelaide Health and Medical Sciences_Ground Floor_G016 _ Fire Booster Cupd. | WE-WE02-GN-G016 | WE02-GN-G016-Fire Booster Cupd. | West End Health Precinct | WE | WE02 | AHMS - Adelaide Health and Medical Sciences | GN | Ground Floor | G016 | 99939 | Unusable Spaces | 99939 | Unusable Spaces | 5.04 | Fire Booster Cupd. | 8 | Non Useable Floor Area Space Group | 840 | Non-usable - Service riser |  | Excellent | 0.00 | NO
West End Health Precinct_WE02-AHMS - Adelaide Health and Medical Sciences_Ground Floor_G018 _ Elec | WE-WE02-GN-G018 | WE02-GN-G018-Elec | West End Health Precinct | WE | WE02 | AHMS - Adelaide Health and Medical Sciences | GN | Ground Floor | G018 | 99939 | Unusable Spaces | 99939 | Unusable Spaces | 2.09 | Elec | 8 | Non Useable Floor Area Space Group | 840 | Non-usable - Service riser |  | Excellent | 0.00 | NO
West End Health Precinct_WE02-AHMS - Adelaide Health and Medical Sciences_Ground Floor_G019 _ Circ. | WE-WE02-GN-G019 | WE02-GN-G019-Circ. | West End Health Precinct | WE | WE02 | AHMS - Adelaide Health and Medical Sciences | GN | Ground Floor | G019 | 99939 | Unusable Spaces | 99939 | Unusable Spaces | 16.09 | Circ. | 8 | Non Useable Floor Area Space Group | 805 | Non-usable - Circulation space |  | Excellent | 0.00 | NO
West End Health Precinct_WE02-AHMS - Adelaide Health and Medical Sciences_Ground Floor_G019A _ FHR | WE-WE02-GN-G019A | WE02-GN-G019A-FHR | West End Health Precinct | WE | WE02 | AHMS - Adelaide Health and Medical Sciences | GN | Ground Floor | G019A | 99939 | Unusable Spaces | 99939 | Unusable Spaces | 0.48 | FHR | 8 | Non Useable Floor Area Space Group | 840 | Non-usable - Service riser |  | Excellent | 0.00 | NO
West End Health Precinct_WE02-AHMS - Adelaide Health and Medical Sciences_Ground Floor_G020 _ Fire Control Room | WE-WE02-GN-G020 | WE02-GN-G020-Fire Control Room | West End Health Precinct | WE | WE02 | AHMS - Adelaide Health and Medical Sciences | GN | Ground Floor | G020 | 99939 | Unusable Spaces | 99939 | Unusable Spaces | 14.57 | Fire Control Room | 8 | Non Useable Floor Area Space Group | 840 | Non-usable - Service riser |  | Excellent | 0.00 | NO
West End Health Precinct_WE02-AHMS - Adelaide Health and Medical Sciences_Ground Floor_G021 _ VSR | WE-WE02-GN-G021 | WE02-GN-G021-VSR | West End Health Precinct | WE | WE02 | AHMS - Adelaide Health and Medical Sciences | GN | Ground Floor | G021 | 99939 | Unusable Spaces | 99939 | Unusable Spaces | 1.75 | VSR | 8 | Non Useable Floor Area Space Group | 840 | Non-usable - Service riser |  | Excellent | 0.00 | NO
West End Health Precinct_WE02-AHMS - Adelaide Health and Medical Sciences_Ground Floor_G022 _ FH | WE-WE02-GN-G022 | WE02-GN-G022-FH | West End Health Precinct | WE | WE02 | AHMS - Adelaide Health and Medical Sciences | GN | Ground Floor | G022 | 99939 | Unusable Spaces | 99939 | Unusable Spaces | 0.52 | FH | 8 | Non Useable Floor Area Space Group | 840 | Non-usable - Service riser |  | Excellent | 0.00 | NO
West End Health Precinct_WE02-AHMS - Adelaide Health and Medical Sciences_Ground Floor_G024 _ Stair - Pressurisation | WE-WE02-GN-G024 | WE02-GN-G024-Stair - Pressurisation | West End Health Precinct | WE | WE02 | AHMS - Adelaide Health and Medical Sciences | GN | Ground Floor | G024 | 99939 | Unusable Spaces | 99939 | Unusable Spaces | 1.87 | Stair - Pressurisation | 8 | Non Useable Floor Area Space Group | 840 | Non-usable - Service riser |  | Excellent | 0.00 | NO
West End Health Precinct_WE02-AHMS - Adelaide Health and Medical Sciences_Ground Floor_G027 _ Comms | WE-WE02-GN-G027 | WE02-GN-G027-Comms | West End Health Precinct | WE | WE02 | AHMS - Adelaide Health and Medical Sciences | GN | Ground Floor | G027 | 99939 | Unusable Spaces | 99939 | Unusable Spaces | 2.54 | Comms | 8 | Non Useable Floor Area Space Group | 812 | Non-usable - Comms/network system/Telephone/PABX |  | Excellent | 0.00 | NO
West End Health Precinct_WE02-AHMS - Adelaide Health and Medical Sciences_Ground Floor_G028 _ Stair - West | WE-WE02-GN-G028 | WE02-GN-G028-Stair - West | West End Health Precinct | WE | WE02 | AHMS - Adelaide Health and Medical Sciences | GN | Ground Floor | G028 | 99939 | Unusable Spaces | 99939 | Unusable Spaces | 35.93 | Stair - West | 8 | Non Useable Floor Area Space Group | 805 | Non-usable - Circulation space |  | Excellent | 0.00 | NO
West End Health Precinct_WE02-AHMS - Adelaide Health and Medical Sciences_Ground Floor_G029 _ Circ. | WE-WE02-GN-G029 | WE02-GN-G029-Circ. | West End Health Precinct | WE | WE02 | AHMS - Adelaide Health and Medical Sciences | GN | Ground Floor | G029 | 99939 | Unusable Spaces | 99939 | Unusable Spaces | 98.36 | Circ. | 8 | Non Useable Floor Area Space Group | 805 | Non-usable - Circulation space |  | Excellent | 0.00 | NO
West End Health Precinct_WE02-AHMS - Adelaide Health and Medical Sciences_Ground Floor_G029A _ Revolving Door | WE-WE02-GN-G029A | WE02-GN-G029A-Revolving Door | West End Health Precinct | WE | WE02 | AHMS - Adelaide Health and Medical Sciences | GN | Ground Floor | G029A | 99939 | Unusable Spaces | 99939 | Unusable Spaces | 10.87 | Revolving Door | 8 | Non Useable Floor Area Space Group | 805 | Non-usable - Circulation space |  | Excellent | 0.00 | NO
West End Health Precinct_WE02-AHMS - Adelaide Health and Medical Sciences_Ground Floor_G029B _ Seating | WE-WE02-GN-G029B | WE02-GN-G029B-Seating | West End Health Precinct | WE | WE02 | AHMS - Adelaide Health and Medical Sciences | GN | Ground Floor | G029B | 99956 | Faculty of Health & Medical Sciences - Shared Space | 340 | Health & Medical Sciences Faculty Office | 13.72 | Seating | 5 | Library, IT and Learning Space Group | 517 | Informal Learning | INFORMAL-PRIM-S | Excellent | 3,830.62 | NO
West End Health Precinct_WE02-AHMS - Adelaide Health and Medical Sciences_Ground Floor_G029C _ Seating | WE-WE02-GN-G029C | WE02-GN-G029C-Seating | West End Health Precinct | WE | WE02 | AHMS - Adelaide Health and Medical Sciences | GN | Ground Floor | G029C | 99956 | Faculty of Health & Medical Sciences - Shared Space | 340 | Health & Medical Sciences Faculty Office | 15.74 | Seating | 5 | Library, IT and Learning Space Group | 517 | Informal Learning | INFORMAL-PRIM-S | Excellent | 4,394.61 | NO
West End Health Precinct_WE02-AHMS - Adelaide Health and Medical Sciences_Ground Floor_G030 _ Lecture Theatre (240P) | WE-WE02-GN-G030 | WE02-GN-G030-Lecture Theatre (240P) | West End Health Precinct | WE | WE02 | AHMS - Adelaide Health and Medical Sciences | GN | Ground Floor | G030 | 99998 | Central Common Teaching Areas (In Use) | 952 | Corporate Services Division Admin | 314.72 | Lecture Theatre (240P) | 2 | Teaching Space Group | 202 | Lecture Theatre (> 100 seats) |  | Excellent | 95,715.36 | NO
West End Health Precinct_WE02-AHMS - Adelaide Health and Medical Sciences_Ground Floor_G032 _ Lobby | WE-WE02-GN-G032 | WE02-GN-G032-Lobby | West End Health Precinct | WE | WE02 | AHMS - Adelaide Health and Medical Sciences | GN | Ground Floor | G032 | 99939 | Unusable Spaces | 99939 | Unusable Spaces | 67.04 | Lobby | 8 | Non Useable Floor Area Space Group | 805 | Non-usable - Circulation space |  | Excellent | 0.00 | NO
West End Health Precinct_WE02-AHMS - Adelaide Health and Medical Sciences_Ground Floor_G032A _ Revolving Door | WE-WE02-GN-G032A | WE02-GN-G032A-Revolving Door | West End Health Precinct | WE | WE02 | AHMS - Adelaide Health and Medical Sciences | GN | Ground Floor | G032A | 99939 | Unusable Spaces | 99939 | Unusable Spaces | 10.43 | Revolving Door | 8 | Non Useable Floor Area Space Group | 805 | Non-usable - Circulation space |  | Excellent | 0.00 | NO
West End Health Precinct_WE02-AHMS - Adelaide Health and Medical Sciences_Ground Floor_G032B _ Seating | WE-WE02-GN-G032B | WE02-GN-G032B-Seating | West End Health Precinct | WE | WE02 | AHMS - Adelaide Health and Medical Sciences | GN | Ground Floor | G032B | 99956 | Faculty of Health & Medical Sciences - Shared Space | 340 | Health & Medical Sciences Faculty Office | 9.92 | Seating | 5 | Library, IT and Learning Space Group | 517 | Informal Learning | INFORMAL-PRIM-S | Excellent | 2,769.66 | NO
West End Health Precinct_WE02-AHMS - Adelaide Health and Medical Sciences_Ground Floor_G033 _ Discursive Theatre (90P) | WE-WE02-GN-G033 | WE02-GN-G033-Discursive Theatre (90P) | West End Health Precinct | WE | WE02 | AHMS - Adelaide Health and Medical Sciences | GN | Ground Floor | G033 | 99998 | Central Common Teaching Areas (In Use) | 952 | Corporate Services Division Admin | 193.79 | Discursive Theatre (90P) | 2 | Teaching Space Group | 203 | Lecture Theatre (< 100 seats) |  | Excellent | 58,937.08 | NO
West End Health Precinct_WE02-AHMS - Adelaide Health and Medical Sciences_Ground Floor_G034 _ A/L | WE-WE02-GN-G034 | WE02-GN-G034-A/L | West End Health Precinct | WE | WE02 | AHMS - Adelaide Health and Medical Sciences | GN | Ground Floor | G034 | 99939 | Unusable Spaces | 99939 | Unusable Spaces | 17.64 | A/L | 8 | Non Useable Floor Area Space Group | 805 | Non-usable - Circulation space |  | Excellent | 0.00 | NO
West End Health Precinct_WE02-AHMS - Adelaide Health and Medical Sciences_Ground Floor_G035 _ Circ. | WE-WE02-GN-G035 | WE02-GN-G035-Circ. | West End Health Precinct | WE | WE02 | AHMS - Adelaide Health and Medical Sciences | GN | Ground Floor | G035 | 99939 | Unusable Spaces | 99939 | Unusable Spaces | 225.98 | Circ. | 8 | Non Useable Floor Area Space Group | 805 | Non-usable - Circulation space |  | Excellent | 0.00 | NO
West End Health Precinct_WE02-AHMS - Adelaide Health and Medical Sciences_Ground Floor_G035A _ Revolving Door | WE-WE02-GN-G035A | WE02-GN-G035A-Revolving Door | West End Health Precinct | WE | WE02 | AHMS - Adelaide Health and Medical Sciences | GN | Ground Floor | G035A | 99939 | Unusable Spaces | 99939 | Unusable Spaces | 10.91 | Revolving Door | 8 | Non Useable Floor Area Space Group | 805 | Non-usable - Circulation space |  | Excellent | 0.00 | NO
West End Health Precinct_WE02-AHMS - Adelaide Health and Medical Sciences_Ground Floor_G035B _ Seating | WE-WE02-GN-G035B | WE02-GN-G035B-Seating | West End Health Precinct | WE | WE02 | AHMS - Adelaide Health and Medical Sciences | GN | Ground Floor | G035B | 99956 | Faculty of Health & Medical Sciences - Shared Space | 340 | Health & Medical Sciences Faculty Office | 25.8 | Seating | 5 | Library, IT and Learning Space Group | 517 | Informal Learning | INFORMAL-PRIM-S | Excellent | 7,203.36 | NO
West End Health Precinct_WE02-AHMS - Adelaide Health and Medical Sciences_Ground Floor_G035C _ Seating | WE-WE02-GN-G035C | WE02-GN-G035C-Seating | West End Health Precinct | WE | WE02 | AHMS - Adelaide Health and Medical Sciences | GN | Ground Floor | G035C | 99956 | Faculty of Health & Medical Sciences - Shared Space | 340 | Health & Medical Sciences Faculty Office | 23.61 | Seating | 5 | Library, IT and Learning Space Group | 517 | Informal Learning | INFORMAL-PRIM-S | Excellent | 6,591.91 | NO
West End Health Precinct_WE02-AHMS - Adelaide Health and Medical Sciences_Ground Floor_G035D _ Seating | WE-WE02-GN-G035D | WE02-GN-G035D-Seating | West End Health Precinct | WE | WE02 | AHMS - Adelaide Health and Medical Sciences | GN | Ground Floor | G035D | 99956 | Faculty of Health & Medical Sciences - Shared Space | 340 | Health & Medical Sciences Faculty Office | 64.62 | Seating | 5 | Library, IT and Learning Space Group | 517 | Informal Learning | INFORMAL-PRIM-S | Excellent | 18,041.91 | NO
West End Health Precinct_WE02-AHMS - Adelaide Health and Medical Sciences_Ground Floor_G035E _ Escalators | WE-WE02-GN-G035E | WE02-GN-G035E-Escalators | West End Health Precinct | WE | WE02 | AHMS - Adelaide Health and Medical Sciences | GN | Ground Floor | G035E | 99939 | Unusable Spaces | 99939 | Unusable Spaces | 10.1 | Escalators | 8 | Non Useable Floor Area Space Group | 805 | Non-usable - Circulation space |  | Excellent | 0.00 | NO
West End Health Precinct_WE02-AHMS - Adelaide Health and Medical Sciences_Ground Floor_G035F _ Escalators | WE-WE02-GN-G035F | WE02-GN-G035F-Escalators | West End Health Precinct | WE | WE02 | AHMS - Adelaide Health and Medical Sciences | GN | Ground Floor | G035F | 99939 | Unusable Spaces | 99939 | Unusable Spaces | 64.62 | Escalators | 8 | Non Useable Floor Area Space Group | 805 | Non-usable - Circulation space |  | Excellent | 0.00 | NO
West End Health Precinct_WE02-AHMS - Adelaide Health and Medical Sciences_Ground Floor_G035G _ Circ. | WE-WE02-GN-G035G | WE02-GN-G035G-Circ. | West End Health Precinct | WE | WE02 | AHMS - Adelaide Health and Medical Sciences | GN | Ground Floor | G035G | 99939 | Unusable Spaces | 99939 | Unusable Spaces | 85.63 | Circ. | 8 | Non Useable Floor Area Space Group | 805 | Non-usable - Circulation space |  | Excellent | 0.00 | NO
West End Health Precinct_WE02-AHMS - Adelaide Health and Medical Sciences_Ground Floor_G036 _ A/L | WE-WE02-GN-G036 | WE02-GN-G036-A/L | West End Health Precinct | WE | WE02 | AHMS - Adelaide Health and Medical Sciences | GN | Ground Floor | G036 | 99939 | Unusable Spaces | 99939 | Unusable Spaces | 12.59 | A/L | 8 | Non Useable Floor Area Space Group | 805 | Non-usable - Circulation space |  | Excellent | 0.00 | NO
West End Health Precinct_WE02-AHMS - Adelaide Health and Medical Sciences_Ground Floor_G037 _ Retail Seating | WE-WE02-GN-G037 | WE02-GN-G037-Retail Seating | West End Health Precinct | WE | WE02 | AHMS - Adelaide Health and Medical Sciences | GN | Ground Floor | G037 | 99207 | Commercial - Bean Bar | 859 | Infrastructure | 110.92 | Retail Seating | 6 | General Facility Space Group | 611 | General Facility - Commercial/Business/Retail Facilities |  | Excellent | 30,968.87 | NO
West End Health Precinct_WE02-AHMS - Adelaide Health and Medical Sciences_Ground Floor_G038 _ Retail - Tenancy 1 | WE-WE02-GN-G038 | WE02-GN-G038-Retail - Tenancy 1 | West End Health Precinct | WE | WE02 | AHMS - Adelaide Health and Medical Sciences | GN | Ground Floor | G038 | 99207 | Commercial - Bean Bar | 859 | Infrastructure | 39.14 | Retail - Tenancy 1 | 6 | General Facility Space Group | 611 | General Facility - Commercial/Business/Retail Facilities |  | Excellent | 10,927.89 | NO
West End Health Precinct_WE02-AHMS - Adelaide Health and Medical Sciences_Ground Floor_G038A _ FHR | WE-WE02-GN-G038A | WE02-GN-G038A-FHR | West End Health Precinct | WE | WE02 | AHMS - Adelaide Health and Medical Sciences | GN | Ground Floor | G038A | 99939 | Unusable Spaces | 99939 | Unusable Spaces | 0.39 | FHR | 8 | Non Useable Floor Area Space Group | 840 | Non-usable - Service riser |  | Excellent | 0.00 | NO
West End Health Precinct_WE02-AHMS - Adelaide Health and Medical Sciences_Ground Floor_G039 _ VSR | WE-WE02-GN-G039 | WE02-GN-G039-VSR | West End Health Precinct | WE | WE02 | AHMS - Adelaide Health and Medical Sciences | GN | Ground Floor | G039 | 99939 | Unusable Spaces | 99939 | Unusable Spaces | 12.45 | VSR | 8 | Non Useable Floor Area Space Group | 840 | Non-usable - Service riser |  | Excellent | 0.00 | NO
West End Health Precinct_WE02-AHMS - Adelaide Health and Medical Sciences_Ground Floor_G040 _ WC - F | WE-WE02-GN-G040 | WE02-GN-G040-WC - F | West End Health Precinct | WE | WE02 | AHMS - Adelaide Health and Medical Sciences | GN | Ground Floor | G040 | 99939 | Unusable Spaces | 99939 | Unusable Spaces | 17.63 | WC - F | 8 | Non Useable Floor Area Space Group | 820 | Non-usable - Toilets/Amenities - Female |  | Excellent | 0.00 | NO
West End Health Precinct_WE02-AHMS - Adelaide Health and Medical Sciences_Ground Floor_G041 _ Cleaner | WE-WE02-GN-G041 | WE02-GN-G041-Cleaner | West End Health Precinct | WE | WE02 | AHMS - Adelaide Health and Medical Sciences | GN | Ground Floor | G041 | 99939 | Unusable Spaces | 99939 | Unusable Spaces | 2.21 | Cleaner | 8 | Non Useable Floor Area Space Group | 806 | Non-usable - Cleaners room |  | Excellent | 0.00 | NO
West End Health Precinct_WE02-AHMS - Adelaide Health and Medical Sciences_Ground Floor_G042 _ A/L - F | WE-WE02-GN-G042 | WE02-GN-G042-A/L - F | West End Health Precinct | WE | WE02 | AHMS - Adelaide Health and Medical Sciences | GN | Ground Floor | G042 | 99939 | Unusable Spaces | 99939 | Unusable Spaces | 7.69 | A/L - F | 8 | Non Useable Floor Area Space Group | 820 | Non-usable - Toilets/Amenities - Female |  | Excellent | 0.00 | NO
West End Health Precinct_WE02-AHMS - Adelaide Health and Medical Sciences_Ground Floor_G042A _ VSR | WE-WE02-GN-G042A | WE02-GN-G042A-VSR | West End Health Precinct | WE | WE02 | AHMS - Adelaide Health and Medical Sciences | GN | Ground Floor | G042A | 99939 | Unusable Spaces | 99939 | Unusable Spaces | 1.38 | VSR | 8 | Non Useable Floor Area Space Group | 840 | Non-usable - Service riser |  | Excellent | 0.00 | NO
West End Health Precinct_WE02-AHMS - Adelaide Health and Medical Sciences_Ground Floor_G043 _ Corr. | WE-WE02-GN-G043 | WE02-GN-G043-Corr. | West End Health Precinct | WE | WE02 | AHMS - Adelaide Health and Medical Sciences | GN | Ground Floor | G043 | 99939 | Unusable Spaces | 99939 | Unusable Spaces | 8.97 | Corr. | 8 | Non Useable Floor Area Space Group | 805 | Non-usable - Circulation space |  | Excellent | 0.00 | NO
West End Health Precinct_WE02-AHMS - Adelaide Health and Medical Sciences_Ground Floor_G045 _ Comms | WE-WE02-GN-G045 | WE02-GN-G045-Comms | West End Health Precinct | WE | WE02 | AHMS - Adelaide Health and Medical Sciences | GN | Ground Floor | G045 | 99939 | Unusable Spaces | 99939 | Unusable Spaces | 0.63 | Comms | 8 | Non Useable Floor Area Space Group | 812 | Non-usable - Comms/network system/Telephone/PABX |  | Excellent | 0.00 | NO
West End Health Precinct_WE02-AHMS - Adelaide Health and Medical Sciences_Ground Floor_G046 _ Hyd | WE-WE02-GN-G046 | WE02-GN-G046-Hyd | West End Health Precinct | WE | WE02 | AHMS - Adelaide Health and Medical Sciences | GN | Ground Floor | G046 | 99939 | Unusable Spaces | 99939 | Unusable Spaces | 0.47 | Hyd | 8 | Non Useable Floor Area Space Group | 840 | Non-usable - Service riser |  | Excellent | 0.00 | NO
West End Health Precinct_WE02-AHMS - Adelaide Health and Medical Sciences_Ground Floor_G047 _ FH | WE-WE02-GN-G047 | WE02-GN-G047-FH | West End Health Precinct | WE | WE02 | AHMS - Adelaide Health and Medical Sciences | GN | Ground Floor | G047 | 99939 | Unusable Spaces | 99939 | Unusable Spaces | 0.61 | FH | 8 | Non Useable Floor Area Space Group | 840 | Non-usable - Service riser |  | Excellent | 0.00 | NO
West End Health Precinct_WE02-AHMS - Adelaide Health and Medical Sciences_Ground Floor_G048 _ Elec | WE-WE02-GN-G048 | WE02-GN-G048-Elec | West End Health Precinct | WE | WE02 | AHMS - Adelaide Health and Medical Sciences | GN | Ground Floor | G048 | 99939 | Unusable Spaces | 99939 | Unusable Spaces | 2.86 | Elec | 8 | Non Useable Floor Area Space Group | 840 | Non-usable - Service riser |  | Excellent | 0.00 | NO
West End Health Precinct_WE02-AHMS - Adelaide Health and Medical Sciences_Ground Floor_G049 _ Stair - Pressurisation | WE-WE02-GN-G049 | WE02-GN-G049-Stair - Pressurisation | West End Health Precinct | WE | WE02 | AHMS - Adelaide Health and Medical Sciences | GN | Ground Floor | G049 | 99939 | Unusable Spaces | 99939 | Unusable Spaces | 2.03 | Stair - Pressurisation | 8 | Non Useable Floor Area Space Group | 840 | Non-usable - Service riser |  | Excellent | 0.00 | NO
West End Health Precinct_WE02-AHMS - Adelaide Health and Medical Sciences_Ground Floor_G050 _ Stair - East | WE-WE02-GN-G050 | WE02-GN-G050-Stair - East | West End Health Precinct | WE | WE02 | AHMS - Adelaide Health and Medical Sciences | GN | Ground Floor | G050 | 99939 | Unusable Spaces | 99939 | Unusable Spaces | 48.48 | Stair - East | 8 | Non Useable Floor Area Space Group | 805 | Non-usable - Circulation space |  | Excellent | 0.00 | NO
West End Health Precinct_WE02-AHMS - Adelaide Health and Medical Sciences_Ground Floor_G051 _ WC - M | WE-WE02-GN-G051 | WE02-GN-G051-WC - M | West End Health Precinct | WE | WE02 | AHMS - Adelaide Health and Medical Sciences | GN | Ground Floor | G051 | 99939 | Unusable Spaces | 99939 | Unusable Spaces | 13.66 | WC - M | 8 | Non Useable Floor Area Space Group | 821 | Non-usable - Toilets/Amenities - Male |  | Excellent | 0.00 | NO
West End Health Precinct_WE02-AHMS - Adelaide Health and Medical Sciences_Ground Floor_G052 _ A/L - M | WE-WE02-GN-G052 | WE02-GN-G052-A/L - M | West End Health Precinct | WE | WE02 | AHMS - Adelaide Health and Medical Sciences | GN | Ground Floor | G052 | 99939 | Unusable Spaces | 99939 | Unusable Spaces | 7.02 | A/L - M | 8 | Non Useable Floor Area Space Group | 821 | Non-usable - Toilets/Amenities - Male |  | Excellent | 0.00 | NO
West End Health Precinct_WE02-AHMS - Adelaide Health and Medical Sciences_Ground Floor_G053 _ VSR | WE-WE02-GN-G053 | WE02-GN-G053-VSR | West End Health Precinct | WE | WE02 | AHMS - Adelaide Health and Medical Sciences | GN | Ground Floor | G053 | 99939 | Unusable Spaces | 99939 | Unusable Spaces | 3.16 | VSR | 8 | Non Useable Floor Area Space Group | 840 | Non-usable - Service riser |  | Excellent | 0.00 | NO
West End Health Precinct_WE02-AHMS - Adelaide Health and Medical Sciences_Ground Floor_G054 _ Elec. | WE-WE02-GN-G054 | WE02-GN-G054-Elec. | West End Health Precinct | WE | WE02 | AHMS - Adelaide Health and Medical Sciences | GN | Ground Floor | G054 | 99939 | Unusable Spaces | 99939 | Unusable Spaces | 1.51 | Elec. | 8 | Non Useable Floor Area Space Group | 840 | Non-usable - Service riser |  | Excellent | 0.00 | NO
West End Health Precinct_WE02-AHMS - Adelaide Health and Medical Sciences_Ground Floor_G054A _ VSR | WE-WE02-GN-G054A | WE02-GN-G054A-VSR | West End Health Precinct | WE | WE02 | AHMS - Adelaide Health and Medical Sciences | GN | Ground Floor | G054A | 99939 | Unusable Spaces | 99939 | Unusable Spaces | 0.28 | VSR | 8 | Non Useable Floor Area Space Group | 840 | Non-usable - Service riser |  | Excellent | 0.00 | NO
West End Health Precinct_WE02-AHMS - Adelaide Health and Medical Sciences_Ground Floor_G055 _ Fire Hydrant | WE-WE02-GN-G055 | WE02-GN-G055-Fire Hydrant | West End Health Precinct | WE | WE02 | AHMS - Adelaide Health and Medical Sciences | GN | Ground Floor | G055 | 99939 | Unusable Spaces | 99939 | Unusable Spaces | 1.26 | Fire Hydrant | 8 | Non Useable Floor Area Space Group | 840 | Non-usable - Service riser |  | Excellent | 0.00 | NO
West End Health Precinct_WE02-AHMS - Adelaide Health and Medical Sciences_Ground Floor_G056 _ WC - Access | WE-WE02-GN-G056 | WE02-GN-G056-WC - Access | West End Health Precinct | WE | WE02 | AHMS - Adelaide Health and Medical Sciences | GN | Ground Floor | G056 | 99939 | Unusable Spaces | 99939 | Unusable Spaces | 5.38 | WC - Access | 8 | Non Useable Floor Area Space Group | 818 | Non-usable - Toilets/Amenities - Unisex Accessible |  | Excellent | 0.00 | NO
West End Health Precinct_WE02-AHMS - Adelaide Health and Medical Sciences_Ground Floor_G057 _ Stair 6 | WE-WE02-GN-G057 | WE02-GN-G057-Stair 6 | West End Health Precinct | WE | WE02 | AHMS - Adelaide Health and Medical Sciences | GN | Ground Floor | G057 | 99939 | Unusable Spaces | 99939 | Unusable Spaces | 3.73 | Stair 6 | 8 | Non Useable Floor Area Space Group | 805 | Non-usable - Circulation space |  | Excellent | 0.00 | NO
West End Health Precinct_WE02-AHMS - Adelaide Health and Medical Sciences_Ground Floor_G058 _ Goods Lift | WE-WE02-GN-G058 | WE02-GN-G058-Goods Lift | West End Health Precinct | WE | WE02 | AHMS - Adelaide Health and Medical Sciences | GN | Ground Floor | G058 | 99939 | Unusable Spaces | 99939 | Unusable Spaces | 5.5 | Goods Lift | 8 | Non Useable Floor Area Space Group | 838 | Non-usable - Lift |  | Excellent | 0.00 | NO
West End Health Precinct_WE02-AHMS - Adelaide Health and Medical Sciences_Ground Floor_G059 _ Lift Lobby - East | WE-WE02-GN-G059 | WE02-GN-G059-Lift Lobby - East | West End Health Precinct | WE | WE02 | AHMS - Adelaide Health and Medical Sciences | GN | Ground Floor | G059 | 99939 | Unusable Spaces | 99939 | Unusable Spaces | 21.58 | Lift Lobby - East | 8 | Non Useable Floor Area Space Group | 805 | Non-usable - Circulation space |  | Excellent | 0.00 | NO
West End Health Precinct_WE02-AHMS - Adelaide Health and Medical Sciences_Ground Floor_G060 _ Retail - Tenancy 2 | WE-WE02-GN-G060 | WE02-GN-G060-Retail - Tenancy 2 | West End Health Precinct | WE | WE02 | AHMS - Adelaide Health and Medical Sciences | GN | Ground Floor | G060 | 99207 | Commercial - Bean Bar | 859 | Infrastructure | 19.78 | Retail - Tenancy 2 | 6 | General Facility Space Group | 611 | General Facility - Commercial/Business/Retail Facilities |  | Excellent | 5,522.58 | NO
West End Health Precinct_WE02-AHMS - Adelaide Health and Medical Sciences_Ground Floor_G100 _ External Seating | WE-WE02-GN-G100 | WE02-GN-G100-External Seating | West End Health Precinct | WE | WE02 | AHMS - Adelaide Health and Medical Sciences | GN | Ground Floor | G100 | 99939 | Unusable Spaces | 99939 | Unusable Spaces | 48.25 | External Seating | 8 | Non Useable Floor Area Space Group | 808 | Non-usable - Informal learning - external |  | Excellent | 0.00 | NO
West End Health Precinct_WE02-AHMS - Adelaide Health and Medical Sciences_Ground Floor_G101 _ External Area | WE-WE02-GN-G101 | WE02-GN-G101-External Area | West End Health Precinct | WE | WE02 | AHMS - Adelaide Health and Medical Sciences | GN | Ground Floor | G101 | 99939 | Unusable Spaces | 99939 | Unusable Spaces | 52.55 | External Area | 8 | Non Useable Floor Area Space Group | 800 | Non-usable - Specific type not defined |  | Excellent | 0.00 | NO
West End Health Precinct_WE02-AHMS - Adelaide Health and Medical Sciences_Ground Floor_G102 _ External Seating | WE-WE02-GN-G102 | WE02-GN-G102-External Seating | West End Health Precinct | WE | WE02 | AHMS - Adelaide Health and Medical Sciences | GN | Ground Floor | G102 | 99939 | Unusable Spaces | 99939 | Unusable Spaces | 43.12 | External Seating | 8 | Non Useable Floor Area Space Group | 808 | Non-usable - Informal learning - external |  | Excellent | 0.00 | NO
West End Health Precinct_WE02-AHMS - Adelaide Health and Medical Sciences_Ground Floor_G103 _ External Seating | WE-WE02-GN-G103 | WE02-GN-G103-External Seating | West End Health Precinct | WE | WE02 | AHMS - Adelaide Health and Medical Sciences | GN | Ground Floor | G103 | 99939 | Unusable Spaces | 99939 | Unusable Spaces | 28.79 | External Seating | 8 | Non Useable Floor Area Space Group | 808 | Non-usable - Informal learning - external |  | Excellent | 0.00 | NO
West End Health Precinct_WE02-AHMS - Adelaide Health and Medical Sciences_Lower Ground Floor_LG001 _ Bicycle Storage | WE-WE02-LG-LG001 | WE02-LG-LG001-Bicycle Storage | West End Health Precinct | WE | WE02 | AHMS - Adelaide Health and Medical Sciences | LG | Lower Ground Floor | LG001 | 99939 | Unusable Spaces | 99939 | Unusable Spaces | 103.08 | Bicycle Storage | 8 | Non Useable Floor Area Space Group | 801 | Non-usable - Bicycle storage |  | Excellent | 0.00 | NO
West End Health Precinct_WE02-AHMS - Adelaide Health and Medical Sciences_Lower Ground Floor_LG001A _ Circ. | WE-WE02-LG-LG001A | WE02-LG-LG001A-Circ. | West End Health Precinct | WE | WE02 | AHMS - Adelaide Health and Medical Sciences | LG | Lower Ground Floor | LG001A | 99939 | Unusable Spaces | 99939 | Unusable Spaces | 20.86 | Circ. | 8 | Non Useable Floor Area Space Group | 805 | Non-usable - Circulation space |  | Excellent | 0.00 | NO
West End Health Precinct_WE02-AHMS - Adelaide Health and Medical Sciences_Lower Ground Floor_LG001B _ Stair | WE-WE02-LG-LG001B | WE02-LG-LG001B-Stair | West End Health Precinct | WE | WE02 | AHMS - Adelaide Health and Medical Sciences | LG | Lower Ground Floor | LG001B | 99939 | Unusable Spaces | 99939 | Unusable Spaces | 6.65 | Stair | 8 | Non Useable Floor Area Space Group | 805 | Non-usable - Circulation space |  | Excellent | 0.00 | NO
West End Health Precinct_WE02-AHMS - Adelaide Health and Medical Sciences_Lower Ground Floor_LG001C _ void (under ramp) | WE-WE02-LG-LG001C | WE02-LG-LG001C-void (under ramp) | West End Health Precinct | WE | WE02 | AHMS - Adelaide Health and Medical Sciences | LG | Lower Ground Floor | LG001C | 99939 | Unusable Spaces | 99939 | Unusable Spaces | 32.1 | void (under ramp) | 8 | Non Useable Floor Area Space Group | 800 | Non-usable - Specific type not defined |  | Excellent | 0.00 | NO
West End Health Precinct_WE02-AHMS - Adelaide Health and Medical Sciences_Lower Ground Floor_LG001D _ void (under ramp) | WE-WE02-LG-LG001D | WE02-LG-LG001D-void (under ramp) | West End Health Precinct | WE | WE02 | AHMS - Adelaide Health and Medical Sciences | LG | Lower Ground Floor | LG001D | 99939 | Unusable Spaces | 99939 | Unusable Spaces | 38.43 | void (under ramp) | 8 | Non Useable Floor Area Space Group | 800 | Non-usable - Specific type not defined |  | Excellent | 0.00 | NO
West End Health Precinct_WE02-AHMS - Adelaide Health and Medical Sciences_Lower Ground Floor_LG001E _ void (under ramp) | WE-WE02-LG-LG001E | WE02-LG-LG001E-void (under ramp) | West End Health Precinct | WE | WE02 | AHMS - Adelaide Health and Medical Sciences | LG | Lower Ground Floor | LG001E | 99939 | Unusable Spaces | 99939 | Unusable Spaces | 80.61 | void (under ramp) | 8 | Non Useable Floor Area Space Group | 800 | Non-usable - Specific type not defined |  | Excellent | 0.00 | NO
West End Health Precinct_WE02-AHMS - Adelaide Health and Medical Sciences_Lower Ground Floor_LG001F _ void (under ramp) | WE-WE02-LG-LG001F | WE02-LG-LG001F-void (under ramp) | West End Health Precinct | WE | WE02 | AHMS - Adelaide Health and Medical Sciences | LG | Lower Ground Floor | LG001F | 99939 | Unusable Spaces | 99939 | Unusable Spaces | 8.29 | void (under ramp) | 8 | Non Useable Floor Area Space Group | 800 | Non-usable - Specific type not defined |  | Excellent | 0.00 | NO
West End Health Precinct_WE02-AHMS - Adelaide Health and Medical Sciences_Lower Ground Floor_LG001G _ Stair Enclosure | WE-WE02-LG-LG001G | WE02-LG-LG001G-Stair Enclosure | West End Health Precinct | WE | WE02 | AHMS - Adelaide Health and Medical Sciences | LG | Lower Ground Floor | LG001G | 99939 | Unusable Spaces | 99939 | Unusable Spaces | 8.73 | Stair Enclosure | 8 | Non Useable Floor Area Space Group | 805 | Non-usable - Circulation space |  | Excellent | 0.00 | NO
West End Health Precinct_WE02-AHMS - Adelaide Health and Medical Sciences_Lower Ground Floor_LG002 _ Plantroom - Lower Ground | WE-WE02-LG-LG002 | WE02-LG-LG002-Plantroom - Lower Ground | West End Health Precinct | WE | WE02 | AHMS - Adelaide Health and Medical Sciences | LG | Lower Ground Floor | LG002 | 99939 | Unusable Spaces | 99939 | Unusable Spaces | 51.91 | Plantroom - Lower Ground | 8 | Non Useable Floor Area Space Group | 810 | Non-usable - Mechanical plant room |  | Excellent | 0.00 | NO
West End Health Precinct_WE02-AHMS - Adelaide Health and Medical Sciences_Lower Ground Floor_LG003 _ Cleaner's Storage | WE-WE02-LG-LG003 | WE02-LG-LG003-Cleaner's Storage | West End Health Precinct | WE | WE02 | AHMS - Adelaide Health and Medical Sciences | LG | Lower Ground Floor | LG003 | 99939 | Unusable Spaces | 99939 | Unusable Spaces | 21.75 | Cleaner's Storage | 8 | Non Useable Floor Area Space Group | 806 | Non-usable - Cleaners room |  | Excellent | 0.00 | NO
West End Health Precinct_WE02-AHMS - Adelaide Health and Medical Sciences_Lower Ground Floor_LG004 _ Lift Lobby - West | WE-WE02-LG-LG004 | WE02-LG-LG004-Lift Lobby - West | West End Health Precinct | WE | WE02 | AHMS - Adelaide Health and Medical Sciences | LG | Lower Ground Floor | LG004 | 99939 | Unusable Spaces | 99939 | Unusable Spaces | 39.21 | Lift Lobby - West | 8 | Non Useable Floor Area Space Group | 805 | Non-usable - Circulation space |  | Excellent | 0.00 | NO
West End Health Precinct_WE02-AHMS - Adelaide Health and Medical Sciences_Lower Ground Floor_LG005 _ VSR | WE-WE02-LG-LG005 | WE02-LG-LG005-VSR | West End Health Precinct | WE | WE02 | AHMS - Adelaide Health and Medical Sciences | LG | Lower Ground Floor | LG005 | 99939 | Unusable Spaces | 99939 | Unusable Spaces | 4.88 | VSR | 8 | Non Useable Floor Area Space Group | 840 | Non-usable - Service riser |  | Excellent | 0.00 | NO
West End Health Precinct_WE02-AHMS - Adelaide Health and Medical Sciences_Lower Ground Floor_LG008 _ Student Societies Storage | WE-WE02-LG-LG008 | WE02-LG-LG008-Student Societies Storage | West End Health Precinct | WE | WE02 | AHMS - Adelaide Health and Medical Sciences | LG | Lower Ground Floor | LG008 | 99956 | Faculty of Health & Medical Sciences - Shared Space | 340 | Health & Medical Sciences Faculty Office | 6.85 | Student Societies Storage | 4 | Ancillary Area Space Group | 419 | Ancillary Area - Store Room - Generic |  | Excellent | 1,502.69 | NO
West End Health Precinct_WE02-AHMS - Adelaide Health and Medical Sciences_Lower Ground Floor_LG009 _ Water Tanks | WE-WE02-LG-LG009 | WE02-LG-LG009-Water Tanks | West End Health Precinct | WE | WE02 | AHMS - Adelaide Health and Medical Sciences | LG | Lower Ground Floor | LG009 | 99939 | Unusable Spaces | 99939 | Unusable Spaces | 73.56 | Water Tanks | 8 | Non Useable Floor Area Space Group | 805 | Non-usable - Circulation space |  | Excellent | 0.00 | NO
West End Health Precinct_WE02-AHMS - Adelaide Health and Medical Sciences_Lower Ground Floor_LG010 _ Stair Lobby | WE-WE02-LG-LG010 | WE02-LG-LG010-Stair Lobby | West End Health Precinct | WE | WE02 | AHMS - Adelaide Health and Medical Sciences | LG | Lower Ground Floor | LG010 | 99939 | Unusable Spaces | 99939 | Unusable Spaces | 22.02 | Stair Lobby | 8 | Non Useable Floor Area Space Group | 805 | Non-usable - Circulation space |  | Excellent | 0.00 | NO
West End Health Precinct_WE02-AHMS - Adelaide Health and Medical Sciences_Lower Ground Floor_LG010A _ Stair | WE-WE02-LG-LG010A | WE02-LG-LG010A-Stair | West End Health Precinct | WE | WE02 | AHMS - Adelaide Health and Medical Sciences | LG | Lower Ground Floor | LG010A | 99939 | Unusable Spaces | 99939 | Unusable Spaces | 9.65 | Stair | 8 | Non Useable Floor Area Space Group | 805 | Non-usable - Circulation space |  | Excellent | 0.00 | NO
West End Health Precinct_WE02-AHMS - Adelaide Health and Medical Sciences_Lower Ground Floor_LG010B _ Service | WE-WE02-LG-LG010B | WE02-LG-LG010B-Service | West End Health Precinct | WE | WE02 | AHMS - Adelaide Health and Medical Sciences | LG | Lower Ground Floor | LG010B | 99939 | Unusable Spaces | 99939 | Unusable Spaces | 24.85 | Service | 8 | Non Useable Floor Area Space Group | 840 | Non-usable - Service riser |  | Unknown |  | NO
West End Health Precinct_WE02-AHMS - Adelaide Health and Medical Sciences_Lower Ground Floor_LG011 _ Corr. 1 | WE-WE02-LG-LG011 | WE02-LG-LG011-Corr. 1 | West End Health Precinct | WE | WE02 | AHMS - Adelaide Health and Medical Sciences | LG | Lower Ground Floor | LG011 | 99939 | Unusable Spaces | 99939 | Unusable Spaces | 33.18 | Corr. 1 | 8 | Non Useable Floor Area Space Group | 805 | Non-usable - Circulation space |  | Excellent | 0.00 | NO
West End Health Precinct_WE02-AHMS - Adelaide Health and Medical Sciences_Lower Ground Floor_LG011A _ Elec | WE-WE02-LG-LG011A | WE02-LG-LG011A-Elec | West End Health Precinct | WE | WE02 | AHMS - Adelaide Health and Medical Sciences | LG | Lower Ground Floor | LG011A | 99939 | Unusable Spaces | 99939 | Unusable Spaces | 1.34 | Elec | 8 | Non Useable Floor Area Space Group | 840 | Non-usable - Service riser |  | Excellent | 0.00 | NO
West End Health Precinct_WE02-AHMS - Adelaide Health and Medical Sciences_Lower Ground Floor_LG011B _ VSR | WE-WE02-LG-LG011B | WE02-LG-LG011B-VSR | West End Health Precinct | WE | WE02 | AHMS - Adelaide Health and Medical Sciences | LG | Lower Ground Floor | LG011B | 99939 | Unusable Spaces | 99939 | Unusable Spaces | 0.53 | VSR | 8 | Non Useable Floor Area Space Group | 840 | Non-usable - Service riser |  | Excellent | 0.00 | NO
West End Health Precinct_WE02-AHMS - Adelaide Health and Medical Sciences_Lower Ground Floor_LG011C _ VSR | WE-WE02-LG-LG011C | WE02-LG-LG011C-VSR | West End Health Precinct | WE | WE02 | AHMS - Adelaide Health and Medical Sciences | LG | Lower Ground Floor | LG011C | 99939 | Unusable Spaces | 99939 | Unusable Spaces | 0.42 | VSR | 8 | Non Useable Floor Area Space Group | 840 | Non-usable - Service riser |  | Excellent | 0.00 | NO
West End Health Precinct_WE02-AHMS - Adelaide Health and Medical Sciences_Lower Ground Floor_LG013 _ Diesel Tank & Pumps | WE-WE02-LG-LG013 | WE02-LG-LG013-Diesel Tank & Pumps | West End Health Precinct | WE | WE02 | AHMS - Adelaide Health and Medical Sciences | LG | Lower Ground Floor | LG013 | 99939 | Unusable Spaces | 99939 | Unusable Spaces | 25.58 | Diesel Tank & Pumps | 4 | Ancillary Area Space Group | 418 | Ancillary Area - Dangerous goods storage |  | Excellent | 5,611.52 | NO
West End Health Precinct_WE02-AHMS - Adelaide Health and Medical Sciences_Lower Ground Floor_LG014 _ Vacuum Pump Room | WE-WE02-LG-LG014 | WE02-LG-LG014-Vacuum Pump Room | West End Health Precinct | WE | WE02 | AHMS - Adelaide Health and Medical Sciences | LG | Lower Ground Floor | LG014 | 99939 | Unusable Spaces | 99939 | Unusable Spaces | 26.7 | Vacuum Pump Room | 8 | Non Useable Floor Area Space Group | 811 | Non-usable - Plant room other |  | Excellent | 0.00 | NO
West End Health Precinct_WE02-AHMS - Adelaide Health and Medical Sciences_Lower Ground Floor_LG015 _ Generator Room | WE-WE02-LG-LG015 | WE02-LG-LG015-Generator Room | West End Health Precinct | WE | WE02 | AHMS - Adelaide Health and Medical Sciences | LG | Lower Ground Floor | LG015 | 99939 | Unusable Spaces | 99939 | Unusable Spaces | 105.71 | Generator Room | 8 | Non Useable Floor Area Space Group | 811 | Non-usable - Plant room other |  | Excellent | 0.00 | NO
West End Health Precinct_WE02-AHMS - Adelaide Health and Medical Sciences_Lower Ground Floor_LG016 _ SAPN Substation | WE-WE02-LG-LG016 | WE02-LG-LG016-SAPN Substation | West End Health Precinct | WE | WE02 | AHMS - Adelaide Health and Medical Sciences | LG | Lower Ground Floor | LG016 | 99939 | Unusable Spaces | 99939 | Unusable Spaces | 93 | SAPN Substation | 8 | Non Useable Floor Area Space Group | 813 | Non-usable - Sub-station |  | Excellent | 0.00 | NO
West End Health Precinct_WE02-AHMS - Adelaide Health and Medical Sciences_Lower Ground Floor_LG017 _ Corr. 5 | WE-WE02-LG-LG017 | WE02-LG-LG017-Corr. 5 | West End Health Precinct | WE | WE02 | AHMS - Adelaide Health and Medical Sciences | LG | Lower Ground Floor | LG017 | 99939 | Unusable Spaces | 99939 | Unusable Spaces | 13.25 | Corr. 5 | 8 | Non Useable Floor Area Space Group | 805 | Non-usable - Circulation space |  | Excellent | 0.00 | NO
West End Health Precinct_WE02-AHMS - Adelaide Health and Medical Sciences_Lower Ground Floor_LG018 _ Main [LV] Switchroom | WE-WE02-LG-LG018 | WE02-LG-LG018-Main [LV] Switchroom | West End Health Precinct | WE | WE02 | AHMS - Adelaide Health and Medical Sciences | LG | Lower Ground Floor | LG018 | 99939 | Unusable Spaces | 99939 | Unusable Spaces | 126.82 | Main [LV] Switchroom | 8 | Non Useable Floor Area Space Group | 815 | Non-usable - Switch room |  | Excellent | 0.00 | NO
West End Health Precinct_WE02-AHMS - Adelaide Health and Medical Sciences_Lower Ground Floor_LG019 _ Corr. 2 | WE-WE02-LG-LG019 | WE02-LG-LG019-Corr. 2 | West End Health Precinct | WE | WE02 | AHMS - Adelaide Health and Medical Sciences | LG | Lower Ground Floor | LG019 | 99939 | Unusable Spaces | 99939 | Unusable Spaces | 35.11 | Corr. 2 | 8 | Non Useable Floor Area Space Group | 805 | Non-usable - Circulation space |  | Excellent | 0.00 | NO
West End Health Precinct_WE02-AHMS - Adelaide Health and Medical Sciences_Lower Ground Floor_LG020 _ Corr. 4 | WE-WE02-LG-LG020 | WE02-LG-LG020-Corr. 4 | West End Health Precinct | WE | WE02 | AHMS - Adelaide Health and Medical Sciences | LG | Lower Ground Floor | LG020 | 99939 | Unusable Spaces | 99939 | Unusable Spaces | 93.01 | Corr. 4 | 8 | Non Useable Floor Area Space Group | 805 | Non-usable - Circulation space |  | Excellent | 0.00 | NO
West End Health Precinct_WE02-AHMS - Adelaide Health and Medical Sciences_Lower Ground Floor_LG021 _ Shower - Access | WE-WE02-LG-LG021 | WE02-LG-LG021-Shower - Access | West End Health Precinct | WE | WE02 | AHMS - Adelaide Health and Medical Sciences | LG | Lower Ground Floor | LG021 | 99939 | Unusable Spaces | 99939 | Unusable Spaces | 8.02 | Shower - Access | 8 | Non Useable Floor Area Space Group | 818 | Non-usable - Toilets/Amenities - Unisex Accessible |  | Excellent | 0.00 | NO
West End Health Precinct_WE02-AHMS - Adelaide Health and Medical Sciences_Lower Ground Floor_LG022 _ Changeroom - M | WE-WE02-LG-LG022 | WE02-LG-LG022-Changeroom - M | West End Health Precinct | WE | WE02 | AHMS - Adelaide Health and Medical Sciences | LG | Lower Ground Floor | LG022 | 99939 | Unusable Spaces | 99939 | Unusable Spaces | 22.24 | Changeroom - M | 8 | Non Useable Floor Area Space Group | 821 | Non-usable - Toilets/Amenities - Male |  | Excellent | 0.00 | NO
West End Health Precinct_WE02-AHMS - Adelaide Health and Medical Sciences_Lower Ground Floor_LG023 _ A/L - M | WE-WE02-LG-LG023 | WE02-LG-LG023-A/L - M | West End Health Precinct | WE | WE02 | AHMS - Adelaide Health and Medical Sciences | LG | Lower Ground Floor | LG023 | 99939 | Unusable Spaces | 99939 | Unusable Spaces | 4.68 | A/L - M | 8 | Non Useable Floor Area Space Group | 821 | Non-usable - Toilets/Amenities - Male |  | Excellent | 0.00 | NO
West End Health Precinct_WE02-AHMS - Adelaide Health and Medical Sciences_Lower Ground Floor_LG024 _ A/L - F | WE-WE02-LG-LG024 | WE02-LG-LG024-A/L - F | West End Health Precinct | WE | WE02 | AHMS - Adelaide Health and Medical Sciences | LG | Lower Ground Floor | LG024 | 99939 | Unusable Spaces | 99939 | Unusable Spaces | 4.56 | A/L - F | 8 | Non Useable Floor Area Space Group | 820 | Non-usable - Toilets/Amenities - Female |  | Excellent | 0.00 | NO
West End Health Precinct_WE02-AHMS - Adelaide Health and Medical Sciences_Lower Ground Floor_LG025 _ Change Room - F | WE-WE02-LG-LG025 | WE02-LG-LG025-Change Room - F | West End Health Precinct | WE | WE02 | AHMS - Adelaide Health and Medical Sciences | LG | Lower Ground Floor | LG025 | 99939 | Unusable Spaces | 99939 | Unusable Spaces | 23.24 | Change Room - F | 8 | Non Useable Floor Area Space Group | 820 | Non-usable - Toilets/Amenities - Female |  | Excellent | 0.00 | NO
West End Health Precinct_WE02-AHMS - Adelaide Health and Medical Sciences_Lower Ground Floor_LG026 _ General Store | WE-WE02-LG-LG026 | WE02-LG-LG026-General Store | West End Health Precinct | WE | WE02 | AHMS - Adelaide Health and Medical Sciences | LG | Lower Ground Floor | LG026 | 99956 | Faculty of Health & Medical Sciences - Shared Space | 340 | Health & Medical Sciences Faculty Office | 37.9 | General Store | 4 | Ancillary Area Space Group | 419 | Ancillary Area - Store Room - Generic |  | Excellent | 8,314.18 | NO
West End Health Precinct_WE02-AHMS - Adelaide Health and Medical Sciences_Lower Ground Floor_LG027 _ Fire Tanks | WE-WE02-LG-LG027 | WE02-LG-LG027-Fire Tanks | West End Health Precinct | WE | WE02 | AHMS - Adelaide Health and Medical Sciences | LG | Lower Ground Floor | LG027 | 99939 | Unusable Spaces | 99939 | Unusable Spaces | 244.04 | Fire Tanks | 4 | Ancillary Area Space Group | 418 | Ancillary Area - Dangerous goods storage |  | Excellent | 53,535.41 | NO
West End Health Precinct_WE02-AHMS - Adelaide Health and Medical Sciences_Lower Ground Floor_LG028 _ Neutralising Equipment Room | WE-WE02-LG-LG028 | WE02-LG-LG028-Neutralising Equipment Room | West End Health Precinct | WE | WE02 | AHMS - Adelaide Health and Medical Sciences | LG | Lower Ground Floor | LG028 | 99956 | Faculty of Health & Medical Sciences - Shared Space | 340 | Health & Medical Sciences Faculty Office | 20.2 | Neutralising Equipment Room | 4 | Ancillary Area Space Group | 401 | Ancillary Area - Laboratory Service and Preparation |  | Excellent | 4,431.30 | NO
West End Health Precinct_WE02-AHMS - Adelaide Health and Medical Sciences_Lower Ground Floor_LG029 _ Corr. 4 | WE-WE02-LG-LG029 | WE02-LG-LG029-Corr. 4 | West End Health Precinct | WE | WE02 | AHMS - Adelaide Health and Medical Sciences | LG | Lower Ground Floor | LG029 | 99939 | Unusable Spaces | 99939 | Unusable Spaces | 10.41 | Corr. 4 | 8 | Non Useable Floor Area Space Group | 805 | Non-usable - Circulation space |  | Excellent | 0.00 | NO
West End Health Precinct_WE02-AHMS - Adelaide Health and Medical Sciences_Lower Ground Floor_LG030 _ CRAC Units | WE-WE02-LG-LG030 | WE02-LG-LG030-CRAC Units | West End Health Precinct | WE | WE02 | AHMS - Adelaide Health and Medical Sciences | LG | Lower Ground Floor | LG030 | 99956 | Faculty of Health & Medical Sciences - Shared Space | 340 | Health & Medical Sciences Faculty Office | 10.84 | CRAC Units | 8 | Non Useable Floor Area Space Group | 811 | Non-usable - Plant room other |  | Excellent | 0.00 | NO
West End Health Precinct_WE02-AHMS - Adelaide Health and Medical Sciences_Lower Ground Floor_LG031 _ UPS Room | WE-WE02-LG-LG031 | WE02-LG-LG031-UPS Room | West End Health Precinct | WE | WE02 | AHMS - Adelaide Health and Medical Sciences | LG | Lower Ground Floor | LG031 | 99939 | Unusable Spaces | 99939 | Unusable Spaces | 20.94 | UPS Room | 8 | Non Useable Floor Area Space Group | 815 | Non-usable - Switch room |  | Excellent | 0.00 | NO
West End Health Precinct_WE02-AHMS - Adelaide Health and Medical Sciences_Lower Ground Floor_LG032 _ Building Distributor | WE-WE02-LG-LG032 | WE02-LG-LG032-Building Distributor | West End Health Precinct | WE | WE02 | AHMS - Adelaide Health and Medical Sciences | LG | Lower Ground Floor | LG032 | 99939 | Unusable Spaces | 99939 | Unusable Spaces | 27.88 | Building Distributor | 8 | Non Useable Floor Area Space Group | 811 | Non-usable - Plant room other |  | Excellent | 0.00 | NO
West End Health Precinct_WE02-AHMS - Adelaide Health and Medical Sciences_Lower Ground Floor_LG033 _ Biomech Plant | WE-WE02-LG-LG033 | WE02-LG-LG033-Biomech Plant | West End Health Precinct | WE | WE02 | AHMS - Adelaide Health and Medical Sciences | LG | Lower Ground Floor | LG033 | 99939 | Unusable Spaces | 99939 | Unusable Spaces | 11.12 | Biomech Plant | 8 | Non Useable Floor Area Space Group | 810 | Non-usable - Mechanical plant room |  | Excellent | 0.00 | NO
West End Health Precinct_WE02-AHMS - Adelaide Health and Medical Sciences_Lower Ground Floor_LG034 _ Biomechanical Cadaver Prep | WE-WE02-LG-LG034 | WE02-LG-LG034-Biomechanical Cadaver Prep | West End Health Precinct | WE | WE02 | AHMS - Adelaide Health and Medical Sciences | LG | Lower Ground Floor | LG034 | 99956 | Faculty of Health & Medical Sciences - Shared Space | 340 | Health & Medical Sciences Faculty Office | 19.21 | Biomechanical Cadaver Prep | 4 | Ancillary Area Space Group | 401 | Ancillary Area - Laboratory Service and Preparation |  | Excellent | 4,214.13 | NO
West End Health Precinct_WE02-AHMS - Adelaide Health and Medical Sciences_Lower Ground Floor_LG035 _ Biomechanical | WE-WE02-LG-LG035 | WE02-LG-LG035-Biomechanical | West End Health Precinct | WE | WE02 | AHMS - Adelaide Health and Medical Sciences | LG | Lower Ground Floor | LG035 | 99956 | Faculty of Health & Medical Sciences - Shared Space | 340 | Health & Medical Sciences Faculty Office | 70.59 | Biomechanical | 4 | Ancillary Area Space Group | 401 | Ancillary Area - Laboratory Service and Preparation |  | Excellent | 15,485.43 | NO
West End Health Precinct_WE02-AHMS - Adelaide Health and Medical Sciences_Lower Ground Floor_LG037 _ -80 deg. Freezer Room | WE-WE02-LG-LG037 | WE02-LG-LG037--80 deg. Freezer Room | West End Health Precinct | WE | WE02 | AHMS - Adelaide Health and Medical Sciences | LG | Lower Ground Floor | LG037 | 99956 | Faculty of Health & Medical Sciences - Shared Space | 340 | Health & Medical Sciences Faculty Office | 105.33 | -80 deg. Freezer Room | 4 | Ancillary Area Space Group | 405 | Ancillary Area - Constant Temperature/ Freezer/Cold/Warm Rooms |  | Excellent | 23,106.40 | NO
West End Health Precinct_WE02-AHMS - Adelaide Health and Medical Sciences_Lower Ground Floor_LG038 _ Ante Room - Animal Holding [PC2-Cert] | WE-WE02-LG-LG038 | WE02-LG-LG038-Ante Room - Animal Holding [PC2-Cert] | West End Health Precinct | WE | WE02 | AHMS - Adelaide Health and Medical Sciences | LG | Lower Ground Floor | LG038 | 715 | Laboratory Animal Services | 715 | Laboratory Animal Services | 5.83 | Ante Room - Animal Holding [PC2-Cert] | 8 | Non Useable Floor Area Space Group | 805 | Non-usable - Circulation space | RATED - PC2 | Excellent | 0.00 | NO
West End Health Precinct_WE02-AHMS - Adelaide Health and Medical Sciences_Lower Ground Floor_LG039 _ Animal Holding - RPCH | WE-WE02-LG-LG039 | WE02-LG-LG039-Animal Holding - RPCH | West End Health Precinct | WE | WE02 | AHMS - Adelaide Health and Medical Sciences | LG | Lower Ground Floor | LG039 | 715 | Laboratory Animal Services | 715 | Laboratory Animal Services | 11.57 | Animal Holding - RPCH | 4 | Ancillary Area Space Group | 420 | Ancillary Area - Animal Holding in Controlled Temperature |  | Excellent | 2,538.13 | NO
West End Health Precinct_WE02-AHMS - Adelaide Health and Medical Sciences_Lower Ground Floor_LG040 _ Media Prep Store | WE-WE02-LG-LG040 | WE02-LG-LG040-Media Prep Store | West End Health Precinct | WE | WE02 | AHMS - Adelaide Health and Medical Sciences | LG | Lower Ground Floor | LG040 | 715 | Laboratory Animal Services | 715 | Laboratory Animal Services | 16.17 | Media Prep Store | 4 | Ancillary Area Space Group | 401 | Ancillary Area - Laboratory Service and Preparation |  | Excellent | 3,547.24 | NO
West End Health Precinct_WE02-AHMS - Adelaide Health and Medical Sciences_Lower Ground Floor_LG040A _ Rat Ante Room [PC2-Cert] | WE-WE02-LG-LG040A | WE02-LG-LG040A-Rat Ante Room [PC2-Cert] | West End Health Precinct | WE | WE02 | AHMS - Adelaide Health and Medical Sciences | LG | Lower Ground Floor | LG040A | 715 | Laboratory Animal Services | 715 | Laboratory Animal Services | 4.97 | Rat Ante Room [PC2-Cert] | 4 | Ancillary Area Space Group | 420 | Ancillary Area - Animal Holding in Controlled Temperature | RATED - PC2 | Excellent | 1,090.28 | NO
West End Health Precinct_WE02-AHMS - Adelaide Health and Medical Sciences_Lower Ground Floor_LG040B _ VSR | WE-WE02-LG-LG040B | WE02-LG-LG040B-VSR | West End Health Precinct | WE | WE02 | AHMS - Adelaide Health and Medical Sciences | LG | Lower Ground Floor | LG040B | 99939 | Unusable Spaces | 99939 | Unusable Spaces | 1.19 | VSR | 8 | Non Useable Floor Area Space Group | 840 | Non-usable - Service riser |  | Excellent | 0.00 | NO
West End Health Precinct_WE02-AHMS - Adelaide Health and Medical Sciences_Lower Ground Floor_LG041 _ Corr. 6 | WE-WE02-LG-LG041 | WE02-LG-LG041-Corr. 6 | West End Health Precinct | WE | WE02 | AHMS - Adelaide Health and Medical Sciences | LG | Lower Ground Floor | LG041 | 99939 | Unusable Spaces | 99939 | Unusable Spaces | 60.42 | Corr. 6 | 8 | Non Useable Floor Area Space Group | 805 | Non-usable - Circulation space |  | Excellent | 0.00 | NO
West End Health Precinct_WE02-AHMS - Adelaide Health and Medical Sciences_Lower Ground Floor_LG042 _ Bulk Store | WE-WE02-LG-LG042 | WE02-LG-LG042-Bulk Store | West End Health Precinct | WE | WE02 | AHMS - Adelaide Health and Medical Sciences | LG | Lower Ground Floor | LG042 | 99956 | Faculty of Health & Medical Sciences - Shared Space | 340 | Health & Medical Sciences Faculty Office | 69.68 | Bulk Store | 4 | Ancillary Area Space Group | 419 | Ancillary Area - Store Room - Generic |  | Excellent | 15,285.80 | NO
West End Health Precinct_WE02-AHMS - Adelaide Health and Medical Sciences_Lower Ground Floor_LG042A _ Store | WE-WE02-LG-LG042A | WE02-LG-LG042A-Store | West End Health Precinct | WE | WE02 | AHMS - Adelaide Health and Medical Sciences | LG | Lower Ground Floor | LG042A | 99956 | Faculty of Health & Medical Sciences - Shared Space | 340 | Health & Medical Sciences Faculty Office | 1.11 | Store | 4 | Ancillary Area Space Group | 419 | Ancillary Area - Store Room - Generic |  | Excellent | 243.50 | NO
West End Health Precinct_WE02-AHMS - Adelaide Health and Medical Sciences_Lower Ground Floor_LG042B _ Bulk Store - Mezzanine | WE-WE02-LG-LG042B | WE02-LG-LG042B-Bulk Store - Mezzanine | West End Health Precinct | WE | WE02 | AHMS - Adelaide Health and Medical Sciences | LG | Lower Ground Floor | LG042B | 99956 | Faculty of Health & Medical Sciences - Shared Space | 340 | Health & Medical Sciences Faculty Office | 33.96 | Bulk Store - Mezzanine | 4 | Ancillary Area Space Group | 419 | Ancillary Area - Store Room - Generic |  | Excellent | 7,449.85 | NO
West End Health Precinct_WE02-AHMS - Adelaide Health and Medical Sciences_Lower Ground Floor_LG043 _ Gas Meters | WE-WE02-LG-LG043 | WE02-LG-LG043-Gas Meters | West End Health Precinct | WE | WE02 | AHMS - Adelaide Health and Medical Sciences | LG | Lower Ground Floor | LG043 | 99939 | Unusable Spaces | 99939 | Unusable Spaces | 6.94 | Gas Meters | 8 | Non Useable Floor Area Space Group | 840 | Non-usable - Service riser |  | Excellent | 0.00 | NO
West End Health Precinct_WE02-AHMS - Adelaide Health and Medical Sciences_Lower Ground Floor_LG044 _ Liquid C02 | WE-WE02-LG-LG044 | WE02-LG-LG044-Liquid C02 | West End Health Precinct | WE | WE02 | AHMS - Adelaide Health and Medical Sciences | LG | Lower Ground Floor | LG044 | 99939 | Unusable Spaces | 99939 | Unusable Spaces | 4.08 | Liquid C02 | 4 | Ancillary Area Space Group | 418 | Ancillary Area - Dangerous goods storage |  | Excellent | 895.04 | NO
West End Health Precinct_WE02-AHMS - Adelaide Health and Medical Sciences_Lower Ground Floor_LG044A _ VSR | WE-WE02-LG-LG044A | WE02-LG-LG044A-VSR | West End Health Precinct | WE | WE02 | AHMS - Adelaide Health and Medical Sciences | LG | Lower Ground Floor | LG044A | 99939 | Unusable Spaces | 99939 | Unusable Spaces | 1.04 | VSR | 8 | Non Useable Floor Area Space Group | 840 | Non-usable - Service riser |  | Excellent | 0.00 | NO
West End Health Precinct_WE02-AHMS - Adelaide Health and Medical Sciences_Lower Ground Floor_LG045 _ FH | WE-WE02-LG-LG045 | WE02-LG-LG045-FH | West End Health Precinct | WE | WE02 | AHMS - Adelaide Health and Medical Sciences | LG | Lower Ground Floor | LG045 | 99939 | Unusable Spaces | 99939 | Unusable Spaces | 3.2 | FH | 8 | Non Useable Floor Area Space Group | 840 | Non-usable - Service riser |  | Excellent | 0.00 | NO
West End Health Precinct_WE02-AHMS - Adelaide Health and Medical Sciences_Lower Ground Floor_LG046 _ Corr. 7 | WE-WE02-LG-LG046 | WE02-LG-LG046-Corr. 7 | West End Health Precinct | WE | WE02 | AHMS - Adelaide Health and Medical Sciences | LG | Lower Ground Floor | LG046 | 99939 | Unusable Spaces | 99939 | Unusable Spaces | 21.23 | Corr. 7 | 8 | Non Useable Floor Area Space Group | 805 | Non-usable - Circulation space |  | Excellent | 0.00 | NO
West End Health Precinct_WE02-AHMS - Adelaide Health and Medical Sciences_Lower Ground Floor_LG047 _ Plantroom | WE-WE02-LG-LG047 | WE02-LG-LG047-Plantroom | West End Health Precinct | WE | WE02 | AHMS - Adelaide Health and Medical Sciences | LG | Lower Ground Floor | LG047 | 99939 | Unusable Spaces | 99939 | Unusable Spaces | 53.49 | Plantroom | 8 | Non Useable Floor Area Space Group | 810 | Non-usable - Mechanical plant room |  | Excellent | 0.00 | NO
West End Health Precinct_WE02-AHMS - Adelaide Health and Medical Sciences_Lower Ground Floor_LG048 _ Spare Gas Cylinders | WE-WE02-LG-LG048 | WE02-LG-LG048-Spare Gas Cylinders | West End Health Precinct | WE | WE02 | AHMS - Adelaide Health and Medical Sciences | LG | Lower Ground Floor | LG048 | 99939 | Unusable Spaces | 99939 | Unusable Spaces | 15.69 | Spare Gas Cylinders | 4 | Ancillary Area Space Group | 418 | Ancillary Area - Dangerous goods storage |  | Excellent | 3,441.94 | NO
West End Health Precinct_WE02-AHMS - Adelaide Health and Medical Sciences_Lower Ground Floor_LG049 _ Class 2.2 Gas Manifold | WE-WE02-LG-LG049 | WE02-LG-LG049-Class 2.2 Gas Manifold | West End Health Precinct | WE | WE02 | AHMS - Adelaide Health and Medical Sciences | LG | Lower Ground Floor | LG049 | 99939 | Unusable Spaces | 99939 | Unusable Spaces | 12.91 | Class 2.2 Gas Manifold | 4 | Ancillary Area Space Group | 418 | Ancillary Area - Dangerous goods storage |  | Excellent | 2,832.09 | NO
West End Health Precinct_WE02-AHMS - Adelaide Health and Medical Sciences_Lower Ground Floor_LG049A _ VSR | WE-WE02-LG-LG049A | WE02-LG-LG049A-VSR | West End Health Precinct | WE | WE02 | AHMS - Adelaide Health and Medical Sciences | LG | Lower Ground Floor | LG049A | 99939 | Unusable Spaces | 99939 | Unusable Spaces | 4.5 | VSR | 8 | Non Useable Floor Area Space Group | 840 | Non-usable - Service riser |  | Excellent | 0.00 | NO
West End Health Precinct_WE02-AHMS - Adelaide Health and Medical Sciences_Lower Ground Floor_LG050 _ Office - Lower Ground | WE-WE02-LG-LG050 | WE02-LG-LG050-Office - Lower Ground | West End Health Precinct | WE | WE02 | AHMS - Adelaide Health and Medical Sciences | LG | Lower Ground Floor | LG050 | 859 | Infrastructure Office | 859 | Infrastructure | 13.6 | Office - Lower Ground | 1 | Office Space Group | 108 | Office - Professional/General Staff |  | Excellent | 3,390.29 | NO
West End Health Precinct_WE02-AHMS - Adelaide Health and Medical Sciences_Lower Ground Floor_LG050.01 _ Workstation | WE-WE02-LG-LG050.01 | WE02-LG-LG050.01-Workstation | West End Health Precinct | WE | WE02 | AHMS - Adelaide Health and Medical Sciences | LG | Lower Ground Floor | LG050.01 | 859 | Infrastructure Office | 859 | Infrastructure | 3.73 | Workstation | 1 | Office Space Group | 115 | Open Plan - Technical/Laboratory/Store Staff |  | Excellent | 929.84 | NO
West End Health Precinct_WE02-AHMS - Adelaide Health and Medical Sciences_Lower Ground Floor_LG050.02 _ Workstation | WE-WE02-LG-LG050.02 | WE02-LG-LG050.02-Workstation | West End Health Precinct | WE | WE02 | AHMS - Adelaide Health and Medical Sciences | LG | Lower Ground Floor | LG050.02 | 859 | Infrastructure Office | 859 | Infrastructure | 3.73 | Workstation | 1 | Office Space Group | 115 | Open Plan - Technical/Laboratory/Store Staff |  | Excellent | 929.84 | NO
West End Health Precinct_WE02-AHMS - Adelaide Health and Medical Sciences_Lower Ground Floor_LG051 _ Lift Lobby - East | WE-WE02-LG-LG051 | WE02-LG-LG051-Lift Lobby - East | West End Health Precinct | WE | WE02 | AHMS - Adelaide Health and Medical Sciences | LG | Lower Ground Floor | LG051 | 99939 | Unusable Spaces | 99939 | Unusable Spaces | 26 | Lift Lobby - East | 8 | Non Useable Floor Area Space Group | 805 | Non-usable - Circulation space |  | Excellent | 0.00 | NO
West End Health Precinct_WE02-AHMS - Adelaide Health and Medical Sciences_Lower Ground Floor_LG053 _ Carpark | WE-WE02-LG-LG053 | WE02-LG-LG053-Carpark | West End Health Precinct | WE | WE02 | AHMS - Adelaide Health and Medical Sciences | LG | Lower Ground Floor | LG053 | 99939 | Unusable Spaces | 99939 | Unusable Spaces | 15.78 | Carpark | 8 | Non Useable Floor Area Space Group | 804 | Non-usable - Car park < 50% of building - Not usable TEFMA |  | Excellent | 0.00 | NO
West End Health Precinct_WE02-AHMS - Adelaide Health and Medical Sciences_Lower Ground Floor_LG053A _ Carpark | WE-WE02-LG-LG053A | WE02-LG-LG053A-Carpark | West End Health Precinct | WE | WE02 | AHMS - Adelaide Health and Medical Sciences | LG | Lower Ground Floor | LG053A | 99939 | Unusable Spaces | 99939 | Unusable Spaces | 12.96 | Carpark | 8 | Non Useable Floor Area Space Group | 804 | Non-usable - Car park < 50% of building - Not usable TEFMA |  | Excellent | 0.00 | NO
West End Health Precinct_WE02-AHMS - Adelaide Health and Medical Sciences_Lower Ground Floor_LG054 _ Loading Dock | WE-WE02-LG-LG054 | WE02-LG-LG054-Loading Dock | West End Health Precinct | WE | WE02 | AHMS - Adelaide Health and Medical Sciences | LG | Lower Ground Floor | LG054 | 99939 | Unusable Spaces | 99939 | Unusable Spaces | 86.34 | Loading Dock | 8 | Non Useable Floor Area Space Group | 807 | Non-usable - Garage/Loading bay |  | Excellent | 0.00 | NO
West End Health Precinct_WE02-AHMS - Adelaide Health and Medical Sciences_Lower Ground Floor_LG054A _ Circ. - Carpark | WE-WE02-LG-LG054A | WE02-LG-LG054A-Circ. - Carpark | West End Health Precinct | WE | WE02 | AHMS - Adelaide Health and Medical Sciences | LG | Lower Ground Floor | LG054A | 99939 | Unusable Spaces | 99939 | Unusable Spaces | 86.96 | Circ. - Carpark | 8 | Non Useable Floor Area Space Group | 805 | Non-usable - Circulation space |  | Excellent | 0.00 | NO
West End Health Precinct_WE02-AHMS - Adelaide Health and Medical Sciences_Lower Ground Floor_LG054B _ FHR | WE-WE02-LG-LG054B | WE02-LG-LG054B-FHR | West End Health Precinct | WE | WE02 | AHMS - Adelaide Health and Medical Sciences | LG | Lower Ground Floor | LG054B | 99939 | Unusable Spaces | 99939 | Unusable Spaces | 0.68 | FHR | 8 | Non Useable Floor Area Space Group | 840 | Non-usable - Service riser |  | Excellent | 0.00 | NO
West End Health Precinct_WE02-AHMS - Adelaide Health and Medical Sciences_Lower Ground Floor_LG055 _ Carpark | WE-WE02-LG-LG055 | WE02-LG-LG055-Carpark | West End Health Precinct | WE | WE02 | AHMS - Adelaide Health and Medical Sciences | LG | Lower Ground Floor | LG055 | 99939 | Unusable Spaces | 99939 | Unusable Spaces | 15.78 | Carpark | 8 | Non Useable Floor Area Space Group | 804 | Non-usable - Car park < 50% of building - Not usable TEFMA |  | Excellent | 0.00 | NO
West End Health Precinct_WE02-AHMS - Adelaide Health and Medical Sciences_Lower Ground Floor_LG055A _ Carpark - Access | WE-WE02-LG-LG055A | WE02-LG-LG055A-Carpark - Access | West End Health Precinct | WE | WE02 | AHMS - Adelaide Health and Medical Sciences | LG | Lower Ground Floor | LG055A | 99939 | Unusable Spaces | 99939 | Unusable Spaces | 32.13 | Carpark - Access | 8 | Non Useable Floor Area Space Group | 805 | Non-usable - Circulation space |  | Excellent | 0.00 | NO
West End Health Precinct_WE02-AHMS - Adelaide Health and Medical Sciences_Lower Ground Floor_LG055B _ Carpark | WE-WE02-LG-LG055B | WE02-LG-LG055B-Carpark | West End Health Precinct | WE | WE02 | AHMS - Adelaide Health and Medical Sciences | LG | Lower Ground Floor | LG055B | 99939 | Unusable Spaces | 99939 | Unusable Spaces | 13.23 | Carpark | 8 | Non Useable Floor Area Space Group | 804 | Non-usable - Car park < 50% of building - Not usable TEFMA |  | Excellent | 0.00 | NO
West End Health Precinct_WE02-AHMS - Adelaide Health and Medical Sciences_Lower Ground Floor_LG056 _ Fill Liquid Nitrogen | WE-WE02-LG-LG056 | WE02-LG-LG056-Fill Liquid Nitrogen | West End Health Precinct | WE | WE02 | AHMS - Adelaide Health and Medical Sciences | LG | Lower Ground Floor | LG056 | 99939 | Unusable Spaces | 99939 | Unusable Spaces | 28.03 | Fill Liquid Nitrogen | 4 | Ancillary Area Space Group | 418 | Ancillary Area - Dangerous goods storage |  | Excellent | 6,148.98 | NO
West End Health Precinct_WE02-AHMS - Adelaide Health and Medical Sciences_Lower Ground Floor_LG057 _ Liquid Nitrogen Manual Fill Poin | WE-WE02-LG-LG057 | WE02-LG-LG057-Liquid Nitrogen Manual Fill Poin | West End Health Precinct | WE | WE02 | AHMS - Adelaide Health and Medical Sciences | LG | Lower Ground Floor | LG057 | 99939 | Unusable Spaces | 99939 | Unusable Spaces | 1.08 | Liquid Nitrogen Manual Fill Poin | 4 | Ancillary Area Space Group | 418 | Ancillary Area - Dangerous goods storage |  | Excellent | 236.92 | NO
West End Health Precinct_WE02-AHMS - Adelaide Health and Medical Sciences_Lower Ground Floor_LG058 _ Cryo Store | WE-WE02-LG-LG058 | WE02-LG-LG058-Cryo Store | West End Health Precinct | WE | WE02 | AHMS - Adelaide Health and Medical Sciences | LG | Lower Ground Floor | LG058 | 99956 | Faculty of Health & Medical Sciences - Shared Space | 340 | Health & Medical Sciences Faculty Office | 22.49 | Cryo Store | 4 | Ancillary Area Space Group | 405 | Ancillary Area - Constant Temperature/ Freezer/Cold/Warm Rooms |  | Excellent | 4,933.66 | NO
West End Health Precinct_WE02-AHMS - Adelaide Health and Medical Sciences_Lower Ground Floor_LG059 _ Chemical Store | WE-WE02-LG-LG059 | WE02-LG-LG059-Chemical Store | West End Health Precinct | WE | WE02 | AHMS - Adelaide Health and Medical Sciences | LG | Lower Ground Floor | LG059 | 99956 | Faculty of Health & Medical Sciences - Shared Space | 340 | Health & Medical Sciences Faculty Office | 21.02 | Chemical Store | 4 | Ancillary Area Space Group | 418 | Ancillary Area - Dangerous goods storage |  | Excellent | 4,611.19 | NO
West End Health Precinct_WE02-AHMS - Adelaide Health and Medical Sciences_Lower Ground Floor_LG060 _ Decanting Room | WE-WE02-LG-LG060 | WE02-LG-LG060-Decanting Room | West End Health Precinct | WE | WE02 | AHMS - Adelaide Health and Medical Sciences | LG | Lower Ground Floor | LG060 | 99956 | Faculty of Health & Medical Sciences - Shared Space | 340 | Health & Medical Sciences Faculty Office | 9.62 | Decanting Room | 3 | Specialist Teaching or Research Space Group | 306 | Laboratory - Scientific/Medical/Engineering - WET - Postgraduate/Research |  | Excellent | 3,189.51 | NO
West End Health Precinct_WE02-AHMS - Adelaide Health and Medical Sciences_Lower Ground Floor_LG061 _ Chemical / Radiation Waste Store | WE-WE02-LG-LG061 | WE02-LG-LG061-Chemical / Radiation Waste Store | West End Health Precinct | WE | WE02 | AHMS - Adelaide Health and Medical Sciences | LG | Lower Ground Floor | LG061 | 99939 | Unusable Spaces | 99939 | Unusable Spaces | 8.8 | Chemical / Radiation Waste Store | 4 | Ancillary Area Space Group | 418 | Ancillary Area - Dangerous goods storage |  | Excellent | 1,930.47 | NO
West End Health Precinct_WE02-AHMS - Adelaide Health and Medical Sciences_Lower Ground Floor_LG062 _ Waste - AQIS | WE-WE02-LG-LG062 | WE02-LG-LG062-Waste - AQIS | West End Health Precinct | WE | WE02 | AHMS - Adelaide Health and Medical Sciences | LG | Lower Ground Floor | LG062 | 99003 | Federal - AQIS | 859 | Infrastructure | 7.7 | Waste - AQIS | 8 | Non Useable Floor Area Space Group | 841 | Non-usable - Waste management |  | Excellent | 0.00 | NO
West End Health Precinct_WE02-AHMS - Adelaide Health and Medical Sciences_Lower Ground Floor_LG063 _ Waste - Research | WE-WE02-LG-LG063 | WE02-LG-LG063-Waste - Research | West End Health Precinct | WE | WE02 | AHMS - Adelaide Health and Medical Sciences | LG | Lower Ground Floor | LG063 | 99956 | Faculty of Health & Medical Sciences - Shared Space | 340 | Health & Medical Sciences Faculty Office | 24.78 | Waste - Research | 8 | Non Useable Floor Area Space Group | 841 | Non-usable - Waste management |  | Excellent | 0.00 | NO
West End Health Precinct_WE02-AHMS - Adelaide Health and Medical Sciences_Lower Ground Floor_LG064 _ Waste - General | WE-WE02-LG-LG064 | WE02-LG-LG064-Waste - General | West End Health Precinct | WE | WE02 | AHMS - Adelaide Health and Medical Sciences | LG | Lower Ground Floor | LG064 | 99939 | Unusable Spaces | 99939 | Unusable Spaces | 47.05 | Waste - General | 8 | Non Useable Floor Area Space Group | 841 | Non-usable - Waste management |  | Excellent | 0.00 | NO
West End Health Precinct_WE02-AHMS - Adelaide Health and Medical Sciences_Lower Ground Floor_LG065 _ Reheat Kitchen | WE-WE02-LG-LG065 | WE02-LG-LG065-Reheat Kitchen | West End Health Precinct | WE | WE02 | AHMS - Adelaide Health and Medical Sciences | LG | Lower Ground Floor | LG065 | 99956 | Faculty of Health & Medical Sciences - Shared Space | 340 | Health & Medical Sciences Faculty Office | 19.14 | Reheat Kitchen | 6 | General Facility Space Group | 608 | General Facility - Kitchen/Servery/Food Storage |  | Excellent | 5,343.89 | NO
West End Health Precinct_WE02-AHMS - Adelaide Health and Medical Sciences_Lower Ground Floor_LG073 _ Waste | WE-WE02-LG-LG073 | WE02-LG-LG073-Waste | West End Health Precinct | WE | WE02 | AHMS - Adelaide Health and Medical Sciences | LG | Lower Ground Floor | LG073 | 99939 | Unusable Spaces | 99939 | Unusable Spaces | 23.36 | Waste | 8 | Non Useable Floor Area Space Group | 841 | Non-usable - Waste management |  | Excellent | 0.00 | NO
West End Health Precinct_WE02-AHMS - Adelaide Health and Medical Sciences_Lower Ground Floor_LG074 _ Corr. 8 | WE-WE02-LG-LG074 | WE02-LG-LG074-Corr. 8 | West End Health Precinct | WE | WE02 | AHMS - Adelaide Health and Medical Sciences | LG | Lower Ground Floor | LG074 | 99939 | Unusable Spaces | 99939 | Unusable Spaces | 31.07 | Corr. 8 | 8 | Non Useable Floor Area Space Group | 805 | Non-usable - Circulation space |  | Excellent | 0.00 | NO
West End Health Precinct_WE02-AHMS - Adelaide Health and Medical Sciences_Lower Ground Floor_LG074A _ Store | WE-WE02-LG-LG074A | WE02-LG-LG074A-Store | West End Health Precinct | WE | WE02 | AHMS - Adelaide Health and Medical Sciences | LG | Lower Ground Floor | LG074A | 99105 | State - SAHealth - Adelaide Dental Hospital | 859 | Infrastructure | 31.7 | Store | 4 | Ancillary Area Space Group | 419 | Ancillary Area - Store Room - Generic |  | Excellent | 6,954.08 | NO
West End Health Precinct_WE02-AHMS - Adelaide Health and Medical Sciences_Lower Ground Floor_LG075 _ Gen. Load | WE-WE02-LG-LG075 | WE02-LG-LG075-Gen. Load | West End Health Precinct | WE | WE02 | AHMS - Adelaide Health and Medical Sciences | LG | Lower Ground Floor | LG075 | 99939 | Unusable Spaces | 99939 | Unusable Spaces | 1.13 | Gen. Load | 8 | Non Useable Floor Area Space Group | 840 | Non-usable - Service riser |  | Excellent | 0.00 | NO
West End Health Precinct_WE02-AHMS - Adelaide Health and Medical Sciences_Lower Ground Floor_LG076 _ Diesel Fill | WE-WE02-LG-LG076 | WE02-LG-LG076-Diesel Fill | West End Health Precinct | WE | WE02 | AHMS - Adelaide Health and Medical Sciences | LG | Lower Ground Floor | LG076 | 99939 | Unusable Spaces | 99939 | Unusable Spaces | 0.88 | Diesel Fill | 4 | Ancillary Area Space Group | 418 | Ancillary Area - Dangerous goods storage |  | Excellent | 193.05 | NO
West End Health Precinct_WE02-AHMS - Adelaide Health and Medical Sciences_Lower Ground Floor_LG077 _ Retail - Tenancy - Store | WE-WE02-LG-LG077 | WE02-LG-LG077-Retail - Tenancy - Store | West End Health Precinct | WE | WE02 | AHMS - Adelaide Health and Medical Sciences | LG | Lower Ground Floor | LG077 | 99207 | Commercial - Bean Bar | 859 | Infrastructure | 20.74 | Retail - Tenancy - Store | 4 | Ancillary Area Space Group | 419 | Ancillary Area - Store Room - Generic |  | Excellent | 4,549.76 | NO
West End Health Precinct_WE02-AHMS - Adelaide Health and Medical Sciences_Lower Ground Floor_LG078 _ LPG Store | WE-WE02-LG-LG078 | WE02-LG-LG078-LPG Store | West End Health Precinct | WE | WE02 | AHMS - Adelaide Health and Medical Sciences | LG | Lower Ground Floor | LG078 | 99939 | Unusable Spaces | 99939 | Unusable Spaces | 2.78 | LPG Store | 4 | Ancillary Area Space Group | 418 | Ancillary Area - Dangerous goods storage |  | Excellent | 609.85 | NO
West End Health Precinct_WE02-AHMS - Adelaide Health and Medical Sciences_Lower Ground Floor_LG080 _ Animal Transfer [PC2-Cert] | WE-WE02-LG-LG080 | WE02-LG-LG080-Animal Transfer [PC2-Cert] | West End Health Precinct | WE | WE02 | AHMS - Adelaide Health and Medical Sciences | LG | Lower Ground Floor | LG080 | 715 | Laboratory Animal Services | 715 | Laboratory Animal Services | 5.4 | Animal Transfer [PC2-Cert] | 3 | Specialist Teaching or Research Space Group | 303 | Laboratory - Scientific PC2/PC3/PC4 | RATED - PC2 | Excellent | 1,790.37 | NO
West End Health Precinct_WE02-AHMS - Adelaide Health and Medical Sciences_Lower Ground Floor_LG080A _ Clean Corridor [PC2-Cert] | WE-WE02-LG-LG080A | WE02-LG-LG080A-Clean Corridor [PC2-Cert] | West End Health Precinct | WE | WE02 | AHMS - Adelaide Health and Medical Sciences | LG | Lower Ground Floor | LG080A | 715 | Laboratory Animal Services | 715 | Laboratory Animal Services | 33.59 | Clean Corridor [PC2-Cert] | 3 | Specialist Teaching or Research Space Group | 303 | Laboratory - Scientific PC2/PC3/PC4 | RATED - PC2 | Excellent | 11,136.77 | NO
West End Health Precinct_WE02-AHMS - Adelaide Health and Medical Sciences_Lower Ground Floor_LG080B _ Trolley storage [PC2-Cert] | WE-WE02-LG-LG080B | WE02-LG-LG080B-Trolley storage [PC2-Cert] | West End Health Precinct | WE | WE02 | AHMS - Adelaide Health and Medical Sciences | LG | Lower Ground Floor | LG080B | 715 | Laboratory Animal Services | 715 | Laboratory Animal Services | 3.36 | Trolley storage [PC2-Cert] | 4 | Ancillary Area Space Group | 419 | Ancillary Area - Store Room - Generic | RATED - PC2 | Excellent | 737.09 | NO
West End Health Precinct_WE02-AHMS - Adelaide Health and Medical Sciences_Lower Ground Floor_LG080C _ Sterilisation Unit | WE-WE02-LG-LG080C | WE02-LG-LG080C-Sterilisation Unit | West End Health Precinct | WE | WE02 | AHMS - Adelaide Health and Medical Sciences | LG | Lower Ground Floor | LG080C | 715 | Laboratory Animal Services | 715 | Laboratory Animal Services | 0.61 | Sterilisation Unit | 3 | Specialist Teaching or Research Space Group | 303 | Laboratory - Scientific PC2/PC3/PC4 |  | Excellent | 202.25 | NO
West End Health Precinct_WE02-AHMS - Adelaide Health and Medical Sciences_Lower Ground Floor_LG080D _ FHR | WE-WE02-LG-LG080D | WE02-LG-LG080D-FHR | West End Health Precinct | WE | WE02 | AHMS - Adelaide Health and Medical Sciences | LG | Lower Ground Floor | LG080D | 99939 | Unusable Spaces | 99939 | Unusable Spaces | 0.46 | FHR | 8 | Non Useable Floor Area Space Group | 840 | Non-usable - Service riser |  | Excellent | 0.00 | NO
West End Health Precinct_WE02-AHMS - Adelaide Health and Medical Sciences_Lower Ground Floor_LG081 _ Procedure [PC2-Cert] | WE-WE02-LG-LG081 | WE02-LG-LG081-Procedure [PC2-Cert] | West End Health Precinct | WE | WE02 | AHMS - Adelaide Health and Medical Sciences | LG | Lower Ground Floor | LG081 | 715 | Laboratory Animal Services | 715 | Laboratory Animal Services | 11.83 | Procedure [PC2-Cert] | 3 | Specialist Teaching or Research Space Group | 303 | Laboratory - Scientific PC2/PC3/PC4 | RATED - PC2 | Excellent | 3,922.24 | NO
West End Health Precinct_WE02-AHMS - Adelaide Health and Medical Sciences_Lower Ground Floor_LG082 _ Holding [PC2-Cert] | WE-WE02-LG-LG082 | WE02-LG-LG082-Holding [PC2-Cert] | West End Health Precinct | WE | WE02 | AHMS - Adelaide Health and Medical Sciences | LG | Lower Ground Floor | LG082 | 715 | Laboratory Animal Services | 715 | Laboratory Animal Services | 17.2 | Holding [PC2-Cert] | 3 | Specialist Teaching or Research Space Group | 303 | Laboratory - Scientific PC2/PC3/PC4 | RATED - PC2 | Excellent | 5,702.66 | NO
West End Health Precinct_WE02-AHMS - Adelaide Health and Medical Sciences_Lower Ground Floor_LG083 _ Cleaners [PC2-Cert] | WE-WE02-LG-LG083 | WE02-LG-LG083-Cleaners [PC2-Cert] | West End Health Precinct | WE | WE02 | AHMS - Adelaide Health and Medical Sciences | LG | Lower Ground Floor | LG083 | 715 | Laboratory Animal Services | 715 | Laboratory Animal Services | 3.12 | Cleaners [PC2-Cert] | 8 | Non Useable Floor Area Space Group | 806 | Non-usable - Cleaners room | RATED - PC2 | Excellent | 0.00 | NO
West End Health Precinct_WE02-AHMS - Adelaide Health and Medical Sciences_Lower Ground Floor_LG084 _ Holding [PC2-Cert] | WE-WE02-LG-LG084 | WE02-LG-LG084-Holding [PC2-Cert] | West End Health Precinct | WE | WE02 | AHMS - Adelaide Health and Medical Sciences | LG | Lower Ground Floor | LG084 | 715 | Laboratory Animal Services | 715 | Laboratory Animal Services | 18.79 | Holding [PC2-Cert] | 3 | Specialist Teaching or Research Space Group | 303 | Laboratory - Scientific PC2/PC3/PC4 | RATED - PC2 | Excellent | 6,229.83 | NO
West End Health Precinct_WE02-AHMS - Adelaide Health and Medical Sciences_Lower Ground Floor_LG085 _ Procedure / Holding [PC2-Cert] | WE-WE02-LG-LG085 | WE02-LG-LG085-Procedure / Holding [PC2-Cert] | West End Health Precinct | WE | WE02 | AHMS - Adelaide Health and Medical Sciences | LG | Lower Ground Floor | LG085 | 715 | Laboratory Animal Services | 715 | Laboratory Animal Services | 14.17 | Procedure / Holding [PC2-Cert] | 3 | Specialist Teaching or Research Space Group | 303 | Laboratory - Scientific PC2/PC3/PC4 | RATED - PC2 | Excellent | 4,698.06 | NO
West End Health Precinct_WE02-AHMS - Adelaide Health and Medical Sciences_Lower Ground Floor_LG086 _ Holding [PC2-Cert] | WE-WE02-LG-LG086 | WE02-LG-LG086-Holding [PC2-Cert] | West End Health Precinct | WE | WE02 | AHMS - Adelaide Health and Medical Sciences | LG | Lower Ground Floor | LG086 | 715 | Laboratory Animal Services | 715 | Laboratory Animal Services | 16.08 | Holding [PC2-Cert] | 3 | Specialist Teaching or Research Space Group | 303 | Laboratory - Scientific PC2/PC3/PC4 | RATED - PC2 | Excellent | 5,331.32 | NO
West End Health Precinct_WE02-AHMS - Adelaide Health and Medical Sciences_Lower Ground Floor_LG087 _ Procedure [PC2-Cert] | WE-WE02-LG-LG087 | WE02-LG-LG087-Procedure [PC2-Cert] | West End Health Precinct | WE | WE02 | AHMS - Adelaide Health and Medical Sciences | LG | Lower Ground Floor | LG087 | 715 | Laboratory Animal Services | 715 | Laboratory Animal Services | 17.2 | Procedure [PC2-Cert] | 3 | Specialist Teaching or Research Space Group | 303 | Laboratory - Scientific PC2/PC3/PC4 | RATED - PC2 | Excellent | 5,702.66 | NO
West End Health Precinct_WE02-AHMS - Adelaide Health and Medical Sciences_Lower Ground Floor_LG088 _ Procedure [PC2-Cert] | WE-WE02-LG-LG088 | WE02-LG-LG088-Procedure [PC2-Cert] | West End Health Precinct | WE | WE02 | AHMS - Adelaide Health and Medical Sciences | LG | Lower Ground Floor | LG088 | 715 | Laboratory Animal Services | 715 | Laboratory Animal Services | 15.63 | Procedure [PC2-Cert] | 3 | Specialist Teaching or Research Space Group | 303 | Laboratory - Scientific PC2/PC3/PC4 | RATED - PC2 | Excellent | 5,182.13 | NO
West End Health Precinct_WE02-AHMS - Adelaide Health and Medical Sciences_Lower Ground Floor_LG089 _ Write Up [PC2-Cert] | WE-WE02-LG-LG089 | WE02-LG-LG089-Write Up [PC2-Cert] | West End Health Precinct | WE | WE02 | AHMS - Adelaide Health and Medical Sciences | LG | Lower Ground Floor | LG089 | 715 | Laboratory Animal Services | 715 | Laboratory Animal Services | 11.53 | Write Up [PC2-Cert] | 1 | Office Space Group | 102 | Office - Research Staff | RATED - PC2 | Excellent | 2,874.26 | NO
West End Health Precinct_WE02-AHMS - Adelaide Health and Medical Sciences_Lower Ground Floor_LG090 _ Ante Room [PC2-Cert] | WE-WE02-LG-LG090 | WE02-LG-LG090-Ante Room [PC2-Cert] | West End Health Precinct | WE | WE02 | AHMS - Adelaide Health and Medical Sciences | LG | Lower Ground Floor | LG090 | 715 | Laboratory Animal Services | 715 | Laboratory Animal Services | 3.22 | Ante Room [PC2-Cert] | 3 | Specialist Teaching or Research Space Group | 303 | Laboratory - Scientific PC2/PC3/PC4 | RATED - PC2 | Excellent | 1,067.59 | NO
West End Health Precinct_WE02-AHMS - Adelaide Health and Medical Sciences_Lower Ground Floor_LG091 _ Store - Clean [PC2-Cert] | WE-WE02-LG-LG091 | WE02-LG-LG091-Store - Clean [PC2-Cert] | West End Health Precinct | WE | WE02 | AHMS - Adelaide Health and Medical Sciences | LG | Lower Ground Floor | LG091 | 715 | Laboratory Animal Services | 715 | Laboratory Animal Services | 21.25 | Store - Clean [PC2-Cert] | 3 | Specialist Teaching or Research Space Group | 303 | Laboratory - Scientific PC2/PC3/PC4 | RATED - PC2 | Excellent | 7,045.44 | NO
West End Health Precinct_WE02-AHMS - Adelaide Health and Medical Sciences_Lower Ground Floor_LG092 _ A/L - Materials [PC2-Cert] | WE-WE02-LG-LG092 | WE02-LG-LG092-A/L - Materials [PC2-Cert] | West End Health Precinct | WE | WE02 | AHMS - Adelaide Health and Medical Sciences | LG | Lower Ground Floor | LG092 | 715 | Laboratory Animal Services | 715 | Laboratory Animal Services | 3.51 | A/L - Materials [PC2-Cert] | 3 | Specialist Teaching or Research Space Group | 303 | Laboratory - Scientific PC2/PC3/PC4 | RATED - PC2 | Excellent | 1,163.74 | NO
West End Health Precinct_WE02-AHMS - Adelaide Health and Medical Sciences_Lower Ground Floor_LG093 _ Wash Up [PC2-Cert] | WE-WE02-LG-LG093 | WE02-LG-LG093-Wash Up [PC2-Cert] | West End Health Precinct | WE | WE02 | AHMS - Adelaide Health and Medical Sciences | LG | Lower Ground Floor | LG093 | 715 | Laboratory Animal Services | 715 | Laboratory Animal Services | 47.52 | Wash Up [PC2-Cert] | 3 | Specialist Teaching or Research Space Group | 303 | Laboratory - Scientific PC2/PC3/PC4 | RATED - PC2 | Excellent | 15,755.26 | NO
West End Health Precinct_WE02-AHMS - Adelaide Health and Medical Sciences_Lower Ground Floor_LG093A _ VSR | WE-WE02-LG-LG093A | WE02-LG-LG093A-VSR | West End Health Precinct | WE | WE02 | AHMS - Adelaide Health and Medical Sciences | LG | Lower Ground Floor | LG093A | 99939 | Unusable Spaces | 99939 | Unusable Spaces | 0.62 | VSR | 8 | Non Useable Floor Area Space Group | 840 | Non-usable - Service riser |  | Excellent | 0.00 | NO
West End Health Precinct_WE02-AHMS - Adelaide Health and Medical Sciences_Lower Ground Floor_LG094 _ Autoclave | WE-WE02-LG-LG094 | WE02-LG-LG094-Autoclave | West End Health Precinct | WE | WE02 | AHMS - Adelaide Health and Medical Sciences | LG | Lower Ground Floor | LG094 | 715 | Laboratory Animal Services | 715 | Laboratory Animal Services | 5.55 | Autoclave | 3 | Specialist Teaching or Research Space Group | 303 | Laboratory - Scientific PC2/PC3/PC4 |  | Excellent | 1,840.10 | NO
West End Health Precinct_WE02-AHMS - Adelaide Health and Medical Sciences_Lower Ground Floor_LG095 _ Entry [PC2-Cert] | WE-WE02-LG-LG095 | WE02-LG-LG095-Entry [PC2-Cert] | West End Health Precinct | WE | WE02 | AHMS - Adelaide Health and Medical Sciences | LG | Lower Ground Floor | LG095 | 715 | Laboratory Animal Services | 715 | Laboratory Animal Services | 7.23 | Entry [PC2-Cert] | 3 | Specialist Teaching or Research Space Group | 303 | Laboratory - Scientific PC2/PC3/PC4 | RATED - PC2 | Excellent | 2,397.11 | NO
West End Health Precinct_WE02-AHMS - Adelaide Health and Medical Sciences_Lower Ground Floor_LG096 _ Change Room - U [PC2-Cert] | WE-WE02-LG-LG096 | WE02-LG-LG096-Change Room - U [PC2-Cert] | West End Health Precinct | WE | WE02 | AHMS - Adelaide Health and Medical Sciences | LG | Lower Ground Floor | LG096 | 715 | Laboratory Animal Services | 715 | Laboratory Animal Services | 4.01 | Change Room - U [PC2-Cert] | 8 | Non Useable Floor Area Space Group | 835 | Non-usable - Toilets/Amenities - Other | RATED - PC2 | Excellent | 0.00 | NO
West End Health Precinct_WE02-AHMS - Adelaide Health and Medical Sciences_Lower Ground Floor_LG097 _ Shower - U [PC2-Cert] | WE-WE02-LG-LG097 | WE02-LG-LG097-Shower - U [PC2-Cert] | West End Health Precinct | WE | WE02 | AHMS - Adelaide Health and Medical Sciences | LG | Lower Ground Floor | LG097 | 715 | Laboratory Animal Services | 715 | Laboratory Animal Services | 8.78 | Shower - U [PC2-Cert] | 8 | Non Useable Floor Area Space Group | 818 | Non-usable - Toilets/Amenities - Unisex Accessible | RATED - PC2 | Excellent | 0.00 | NO
West End Health Precinct_WE02-AHMS - Adelaide Health and Medical Sciences_Lower Ground Floor_LG098 _ Ante Room [PC2-Cert] | WE-WE02-LG-LG098 | WE02-LG-LG098-Ante Room [PC2-Cert] | West End Health Precinct | WE | WE02 | AHMS - Adelaide Health and Medical Sciences | LG | Lower Ground Floor | LG098 | 715 | Laboratory Animal Services | 715 | Laboratory Animal Services | 6.6 | Ante Room [PC2-Cert] | 3 | Specialist Teaching or Research Space Group | 303 | Laboratory - Scientific PC2/PC3/PC4 | RATED - PC2 | Excellent | 2,188.23 | NO
West End Health Precinct_WE02-AHMS - Adelaide Health and Medical Sciences_Lower Ground Floor_LG098A _ FHR | WE-WE02-LG-LG098A | WE02-LG-LG098A-FHR | West End Health Precinct | WE | WE02 | AHMS - Adelaide Health and Medical Sciences | LG | Lower Ground Floor | LG098A | 99939 | Unusable Spaces | 99939 | Unusable Spaces | 0.32 | FHR | 8 | Non Useable Floor Area Space Group | 840 | Non-usable - Service riser |  | Excellent | 0.00 | NO
West End Health Precinct_WE02-AHMS - Adelaide Health and Medical Sciences_Lower Mezzanine Floor_LM001 _ VSR | WE-WE02-LM-LM001 | WE02-LM-LM001-VSR | West End Health Precinct | WE | WE02 | AHMS - Adelaide Health and Medical Sciences | LM | Lower Mezzanine Floor | LM001 | 99939 | Unusable Spaces | 99939 | Unusable Spaces | 4.88 | VSR | 8 | Non Useable Floor Area Space Group | 840 | Non-usable - Service riser |  | Excellent | 0.00 | NO
West End Health Precinct_WE02-AHMS - Adelaide Health and Medical Sciences_Lower Mezzanine Floor_LM003 _ VSR | WE-WE02-LM-LM003 | WE02-LM-LM003-VSR | West End Health Precinct | WE | WE02 | AHMS - Adelaide Health and Medical Sciences | LM | Lower Mezzanine Floor | LM003 | 99939 | Unusable Spaces | 99939 | Unusable Spaces | 8.5 | VSR | 8 | Non Useable Floor Area Space Group | 840 | Non-usable - Service riser |  | Excellent | 0.00 | NO
West End Health Precinct_WE02-AHMS - Adelaide Health and Medical Sciences_Lower Mezzanine Floor_LM004 _ Lift Lobby | WE-WE02-LM-LM004 | WE02-LM-LM004-Lift Lobby | West End Health Precinct | WE | WE02 | AHMS - Adelaide Health and Medical Sciences | LM | Lower Mezzanine Floor | LM004 | 99939 | Unusable Spaces | 99939 | Unusable Spaces | 17.71 | Lift Lobby | 8 | Non Useable Floor Area Space Group | 805 | Non-usable - Circulation space |  | Excellent | 0.00 | NO
West End Health Precinct_WE02-AHMS - Adelaide Health and Medical Sciences_Lower Mezzanine Floor_LM005 _ VSR | WE-WE02-LM-LM005 | WE02-LM-LM005-VSR | West End Health Precinct | WE | WE02 | AHMS - Adelaide Health and Medical Sciences | LM | Lower Mezzanine Floor | LM005 | 99939 | Unusable Spaces | 99939 | Unusable Spaces | 1.92 | VSR | 8 | Non Useable Floor Area Space Group | 840 | Non-usable - Service riser |  | Excellent | 0.00 | NO
West End Health Precinct_WE02-AHMS - Adelaide Health and Medical Sciences_Lower Mezzanine Floor_LM006 _ Elec | WE-WE02-LM-LM006 | WE02-LM-LM006-Elec | West End Health Precinct | WE | WE02 | AHMS - Adelaide Health and Medical Sciences | LM | Lower Mezzanine Floor | LM006 | 99939 | Unusable Spaces | 99939 | Unusable Spaces | 2.06 | Elec | 8 | Non Useable Floor Area Space Group | 840 | Non-usable - Service riser |  | Excellent | 0.00 | NO
West End Health Precinct_WE02-AHMS - Adelaide Health and Medical Sciences_Lower Mezzanine Floor_LM007 _ Prayer Room - M | WE-WE02-LM-LM007 | WE02-LM-LM007-Prayer Room - M | West End Health Precinct | WE | WE02 | AHMS - Adelaide Health and Medical Sciences | LM | Lower Mezzanine Floor | LM007 | 99949 | Religious spaces (not AUU) | 952 | Corporate Services Division Admin | 16.05 | Prayer Room - M | 6 | General Facility Space Group | 619 | General Facility - Religious/Prayer Facility |  | Excellent | 4,481.16 | NO
West End Health Precinct_WE02-AHMS - Adelaide Health and Medical Sciences_Lower Mezzanine Floor_LM008 _ Prayer Room - F | WE-WE02-LM-LM008 | WE02-LM-LM008-Prayer Room - F | West End Health Precinct | WE | WE02 | AHMS - Adelaide Health and Medical Sciences | LM | Lower Mezzanine Floor | LM008 | 99949 | Religious spaces (not AUU) | 952 | Corporate Services Division Admin | 16.36 | Prayer Room - F | 6 | General Facility Space Group | 619 | General Facility - Religious/Prayer Facility |  | Excellent | 4,567.71 | NO
West End Health Precinct_WE02-AHMS - Adelaide Health and Medical Sciences_Lower Mezzanine Floor_LM011 _ Fire | WE-WE02-LM-LM011 | WE02-LM-LM011-Fire | West End Health Precinct | WE | WE02 | AHMS - Adelaide Health and Medical Sciences | LM | Lower Mezzanine Floor | LM011 | 99939 | Unusable Spaces | 99939 | Unusable Spaces | 0.86 | Fire | 8 | Non Useable Floor Area Space Group | 840 | Non-usable - Service riser |  | Excellent | 0.00 | NO
West End Health Precinct_WE02-AHMS - Adelaide Health and Medical Sciences_Lower Mezzanine Floor_LM013 _ Stair - Pressurisation | WE-WE02-LM-LM013 | WE02-LM-LM013-Stair - Pressurisation | West End Health Precinct | WE | WE02 | AHMS - Adelaide Health and Medical Sciences | LM | Lower Mezzanine Floor | LM013 | 99939 | Unusable Spaces | 99939 | Unusable Spaces | 4.48 | Stair - Pressurisation | 8 | Non Useable Floor Area Space Group | 840 | Non-usable - Service riser |  | Excellent | 0.00 | NO
West End Health Precinct_WE02-AHMS - Adelaide Health and Medical Sciences_Lower Mezzanine Floor_LM015 _ Corr. | WE-WE02-LM-LM015 | WE02-LM-LM015-Corr. | West End Health Precinct | WE | WE02 | AHMS - Adelaide Health and Medical Sciences | LM | Lower Mezzanine Floor | LM015 | 99939 | Unusable Spaces | 99939 | Unusable Spaces | 16.33 | Corr. | 8 | Non Useable Floor Area Space Group | 805 | Non-usable - Circulation space |  | Excellent | 0.00 | NO
West End Health Precinct_WE02-AHMS - Adelaide Health and Medical Sciences_Lower Mezzanine Floor_LM017 _ Stair 4 | WE-WE02-LM-LM017 | WE02-LM-LM017-Stair 4 | West End Health Precinct | WE | WE02 | AHMS - Adelaide Health and Medical Sciences | LM | Lower Mezzanine Floor | LM017 | 99939 | Unusable Spaces | 99939 | Unusable Spaces | 18.05 | Stair 4 | 8 | Non Useable Floor Area Space Group | 805 | Non-usable - Circulation space |  | Excellent | 0.00 | NO
West End Health Precinct_WE02-AHMS - Adelaide Health and Medical Sciences_Lower Mezzanine Floor_LM018 _ Cleaner | WE-WE02-LM-LM018 | WE02-LM-LM018-Cleaner | West End Health Precinct | WE | WE02 | AHMS - Adelaide Health and Medical Sciences | LM | Lower Mezzanine Floor | LM018 | 99939 | Unusable Spaces | 99939 | Unusable Spaces | 2.63 | Cleaner | 8 | Non Useable Floor Area Space Group | 806 | Non-usable - Cleaners room |  | Excellent | 0.00 | NO
West End Health Precinct_WE02-AHMS - Adelaide Health and Medical Sciences_Lower Mezzanine Floor_LM020 _ WC - Access | WE-WE02-LM-LM020 | WE02-LM-LM020-WC - Access | West End Health Precinct | WE | WE02 | AHMS - Adelaide Health and Medical Sciences | LM | Lower Mezzanine Floor | LM020 | 99939 | Unusable Spaces | 99939 | Unusable Spaces | 8.32 | WC - Access | 8 | Non Useable Floor Area Space Group | 818 | Non-usable - Toilets/Amenities - Unisex Accessible |  | Excellent | 0.00 | NO
West End Health Precinct_WE02-AHMS - Adelaide Health and Medical Sciences_Lower Mezzanine Floor_LM021 _ Foyer | WE-WE02-LM-LM021 | WE02-LM-LM021-Foyer | West End Health Precinct | WE | WE02 | AHMS - Adelaide Health and Medical Sciences | LM | Lower Mezzanine Floor | LM021 | 99939 | Unusable Spaces | 99939 | Unusable Spaces | 12.13 | Foyer | 8 | Non Useable Floor Area Space Group | 805 | Non-usable - Circulation space |  | Excellent | 0.00 | NO
West End Health Precinct_WE02-AHMS - Adelaide Health and Medical Sciences_Lower Mezzanine Floor_LM022 _ FHR | WE-WE02-LM-LM022 | WE02-LM-LM022-FHR | West End Health Precinct | WE | WE02 | AHMS - Adelaide Health and Medical Sciences | LM | Lower Mezzanine Floor | LM022 | 99939 | Unusable Spaces | 99939 | Unusable Spaces | 0.38 | FHR | 8 | Non Useable Floor Area Space Group | 840 | Non-usable - Service riser |  | Excellent | 0.00 | NO
West End Health Precinct_WE02-AHMS - Adelaide Health and Medical Sciences_Lower Mezzanine Floor_LM023 _ Elec | WE-WE02-LM-LM023 | WE02-LM-LM023-Elec | West End Health Precinct | WE | WE02 | AHMS - Adelaide Health and Medical Sciences | LM | Lower Mezzanine Floor | LM023 | 99939 | Unusable Spaces | 99939 | Unusable Spaces | 1.67 | Elec | 8 | Non Useable Floor Area Space Group | 840 | Non-usable - Service riser |  | Excellent | 0.00 | NO
West End Health Precinct_WE02-AHMS - Adelaide Health and Medical Sciences_Lower Mezzanine Floor_LM024 _ Store | WE-WE02-LM-LM024 | WE02-LM-LM024-Store | West End Health Precinct | WE | WE02 | AHMS - Adelaide Health and Medical Sciences | LM | Lower Mezzanine Floor | LM024 | 99956 | Faculty of Health & Medical Sciences - Shared Space | 340 | Health & Medical Sciences Faculty Office | 22.3 | Store | 4 | Ancillary Area Space Group | 419 | Ancillary Area - Store Room - Generic |  | Excellent | 4,891.98 | NO
West End Health Precinct_WE02-AHMS - Adelaide Health and Medical Sciences_Lower Mezzanine Floor_LM026 _ Lobby | WE-WE02-LM-LM026 | WE02-LM-LM026-Lobby | West End Health Precinct | WE | WE02 | AHMS - Adelaide Health and Medical Sciences | LM | Lower Mezzanine Floor | LM026 | 99939 | Unusable Spaces | 99939 | Unusable Spaces | 6.94 | Lobby | 8 | Non Useable Floor Area Space Group | 805 | Non-usable - Circulation space |  | Excellent | 0.00 | NO
West End Health Precinct_WE02-AHMS - Adelaide Health and Medical Sciences_Lower Mezzanine Floor_LM027 _ Stair 5 | WE-WE02-LM-LM027 | WE02-LM-LM027-Stair 5 | West End Health Precinct | WE | WE02 | AHMS - Adelaide Health and Medical Sciences | LM | Lower Mezzanine Floor | LM027 | 99939 | Unusable Spaces | 99939 | Unusable Spaces | 6.08 | Stair 5 | 8 | Non Useable Floor Area Space Group | 805 | Non-usable - Circulation space |  | Excellent | 0.00 | NO
West End Health Precinct_WE02-AHMS - Adelaide Health and Medical Sciences_Lower Mezzanine Floor_LM028 _ Entry - Lecture Theatre (G030) | WE-WE02-LM-LM028 | WE02-LM-LM028-Entry - Lecture Theatre (G030) | West End Health Precinct | WE | WE02 | AHMS - Adelaide Health and Medical Sciences | LM | Lower Mezzanine Floor | LM028 | 99998 | Central Common Teaching Areas (In Use) | 952 | Corporate Services Division Admin | 4.25 | Entry - Lecture Theatre (G030) | 8 | Non Useable Floor Area Space Group | 805 | Non-usable - Circulation space |  | Excellent | 0.00 | NO
West End Health Precinct_WE02-AHMS - Adelaide Health and Medical Sciences_Lower Mezzanine Floor_LM029A _ AV | WE-WE02-LM-LM029A | WE02-LM-LM029A-AV | West End Health Precinct | WE | WE02 | AHMS - Adelaide Health and Medical Sciences | LM | Lower Mezzanine Floor | LM029A | 99939 | Unusable Spaces | 99939 | Unusable Spaces | 2.2 | AV | 8 | Non Useable Floor Area Space Group | 840 | Non-usable - Service riser |  | Excellent | 0.00 | NO
West End Health Precinct_WE02-AHMS - Adelaide Health and Medical Sciences_Lower Mezzanine Floor_LM029B _ AV | WE-WE02-LM-LM029B | WE02-LM-LM029B-AV | West End Health Precinct | WE | WE02 | AHMS - Adelaide Health and Medical Sciences | LM | Lower Mezzanine Floor | LM029B | 99939 | Unusable Spaces | 99939 | Unusable Spaces | 3.88 | AV | 8 | Non Useable Floor Area Space Group | 840 | Non-usable - Service riser |  | Excellent | 0.00 | NO
West End Health Precinct_WE02-AHMS - Adelaide Health and Medical Sciences_Lower Mezzanine Floor_LM030 _ VSR | WE-WE02-LM-LM030 | WE02-LM-LM030-VSR | West End Health Precinct | WE | WE02 | AHMS - Adelaide Health and Medical Sciences | LM | Lower Mezzanine Floor | LM030 | 99939 | Unusable Spaces | 99939 | Unusable Spaces | 4.61 | VSR | 8 | Non Useable Floor Area Space Group | 840 | Non-usable - Service riser |  | Excellent | 0.00 | NO
West End Health Precinct_WE02-AHMS - Adelaide Health and Medical Sciences_Lower Mezzanine Floor_LM031 _ Services | WE-WE02-LM-LM031 | WE02-LM-LM031-Services | West End Health Precinct | WE | WE02 | AHMS - Adelaide Health and Medical Sciences | LM | Lower Mezzanine Floor | LM031 | 99939 | Unusable Spaces | 99939 | Unusable Spaces | 88.2 | Services | 8 | Non Useable Floor Area Space Group | 811 | Non-usable - Plant room other |  | Unknown | 0.00 | NO
West End Health Precinct_WE02-AHMS - Adelaide Health and Medical Sciences_Lower Mezzanine Floor_LM031A _ Stair | WE-WE02-LM-LM031A | WE02-LM-LM031A-Stair | West End Health Precinct | WE | WE02 | AHMS - Adelaide Health and Medical Sciences | LM | Lower Mezzanine Floor | LM031A | 99939 | Unusable Spaces | 99939 | Unusable Spaces | 3.3 | Stair | 8 | Non Useable Floor Area Space Group | 805 | Non-usable - Circulation space |  | Unknown | 0.00 | NO
Whyalla_WH02-Whyalla Residential_First Floor_4.00 _ Balcony (UCA) | WH-WH02-01-4.00 | WH02-01-4.00-Balcony (UCA) | Whyalla | WH | WH02 | Whyalla Residential | 01 | First Floor | 4.00 | 99939 | Unusable Spaces | 99939 | Unusable Spaces | 14.07 | Balcony (UCA) | 8 | Non Useable Floor Area Space Group | 839 | Non-usable - Verandah/Balcony |  | Unknown | 0.00 | NO
Whyalla_WH02-Whyalla Residential_First Floor_4.00A _ VSR | WH-WH02-01-4.00A | WH02-01-4.00A-VSR | Whyalla | WH | WH02 | Whyalla Residential | 01 | First Floor | 4.00A | 99939 | Unusable Spaces | 99939 | Unusable Spaces | 0.79 | VSR | 8 | Non Useable Floor Area Space Group | 840 | Non-usable - Service riser |  | Unknown | 0.00 | NO
Whyalla_WH02-Whyalla Residential_First Floor_4.00B _ VSR | WH-WH02-01-4.00B | WH02-01-4.00B-VSR | Whyalla | WH | WH02 | Whyalla Residential | 01 | First Floor | 4.00B | 99939 | Unusable Spaces | 99939 | Unusable Spaces | 0.79 | VSR | 8 | Non Useable Floor Area Space Group | 840 | Non-usable - Service riser |  | Unknown | 0.00 | NO
Whyalla_WH02-Whyalla Residential_First Floor_4.01 _ Lobby | WH-WH02-01-4.01 | WH02-01-4.01-Lobby | Whyalla | WH | WH02 | Whyalla Residential | 01 | First Floor | 4.01 | 384 | Medicine | 384 | Adelaide Medical School | 2.14 | Lobby | 8 | Non Useable Floor Area Space Group | 805 | Non-usable - Circulation space |  | Unknown | 0.00 | NO
Whyalla_WH02-Whyalla Residential_First Floor_4.02 _ Living | WH-WH02-01-4.02 | WH02-01-4.02-Living | Whyalla | WH | WH02 | Whyalla Residential | 01 | First Floor | 4.02 | 384 | Medicine | 384 | Adelaide Medical School | 17.68 | Living | 7 | Residential Accommodation Space Group | 700 | Residential - Specific type not defined |  | Unknown | 0.00 | NO
Whyalla_WH02-Whyalla Residential_First Floor_4.03 _ Bedroom 1 | WH-WH02-01-4.03 | WH02-01-4.03-Bedroom 1 | Whyalla | WH | WH02 | Whyalla Residential | 01 | First Floor | 4.03 | 384 | Medicine | 384 | Adelaide Medical School | 9.34 | Bedroom 1 | 7 | Residential Accommodation Space Group | 700 | Residential - Specific type not defined |  | Unknown | 0.00 | NO
Whyalla_WH02-Whyalla Residential_First Floor_4.03A _ BIR | WH-WH02-01-4.03A | WH02-01-4.03A-BIR | Whyalla | WH | WH02 | Whyalla Residential | 01 | First Floor | 4.03A | 384 | Medicine | 384 | Adelaide Medical School | 0.93 | BIR | 7 | Residential Accommodation Space Group | 700 | Residential - Specific type not defined |  | Unknown | 0.00 | NO
Whyalla_WH02-Whyalla Residential_First Floor_4.04 _ Kitchen | WH-WH02-01-4.04 | WH02-01-4.04-Kitchen | Whyalla | WH | WH02 | Whyalla Residential | 01 | First Floor | 4.04 | 384 | Medicine | 384 | Adelaide Medical School | 7.74 | Kitchen | 7 | Residential Accommodation Space Group | 700 | Residential - Specific type not defined |  | Unknown | 0.00 | NO
Whyalla_WH02-Whyalla Residential_First Floor_4.04A _ Linen | WH-WH02-01-4.04A | WH02-01-4.04A-Linen | Whyalla | WH | WH02 | Whyalla Residential | 01 | First Floor | 4.04A | 384 | Medicine | 384 | Adelaide Medical School | 0.45 | Linen | 7 | Residential Accommodation Space Group | 700 | Residential - Specific type not defined |  | Unknown | 0.00 | NO
Whyalla_WH02-Whyalla Residential_First Floor_4.05 _ Bedroom 2 | WH-WH02-01-4.05 | WH02-01-4.05-Bedroom 2 | Whyalla | WH | WH02 | Whyalla Residential | 01 | First Floor | 4.05 | 384 | Medicine | 384 | Adelaide Medical School | 6.61 | Bedroom 2 | 7 | Residential Accommodation Space Group | 700 | Residential - Specific type not defined |  | Unknown | 0.00 | NO
Whyalla_WH02-Whyalla Residential_First Floor_4.05A _ BIR | WH-WH02-01-4.05A | WH02-01-4.05A-BIR | Whyalla | WH | WH02 | Whyalla Residential | 01 | First Floor | 4.05A | 384 | Medicine | 384 | Adelaide Medical School | 0.93 | BIR | 7 | Residential Accommodation Space Group | 700 | Residential - Specific type not defined |  | Unknown | 0.00 | NO
Whyalla_WH02-Whyalla Residential_First Floor_4.06 _ Bathroom | WH-WH02-01-4.06 | WH02-01-4.06-Bathroom | Whyalla | WH | WH02 | Whyalla Residential | 01 | First Floor | 4.06 | 384 | Medicine | 384 | Adelaide Medical School | 4 | Bathroom | 7 | Residential Accommodation Space Group | 700 | Residential - Specific type not defined |  | Unknown | 0.00 | NO
Whyalla_WH02-Whyalla Residential_First Floor_5.01 _ Kitchen | WH-WH02-01-5.01 | WH02-01-5.01-Kitchen | Whyalla | WH | WH02 | Whyalla Residential | 01 | First Floor | 5.01 | 384 | Medicine | 384 | Adelaide Medical School | 6.12 | Kitchen | 7 | Residential Accommodation Space Group | 700 | Residential - Specific type not defined |  | Unknown | 0.00 | NO
Whyalla_WH02-Whyalla Residential_First Floor_5.02 _ Living | WH-WH02-01-5.02 | WH02-01-5.02-Living | Whyalla | WH | WH02 | Whyalla Residential | 01 | First Floor | 5.02 | 384 | Medicine | 384 | Adelaide Medical School | 13.73 | Living | 7 | Residential Accommodation Space Group | 700 | Residential - Specific type not defined |  | Unknown | 0.00 | NO
Whyalla_WH02-Whyalla Residential_First Floor_5.03 _ Bedroom | WH-WH02-01-5.03 | WH02-01-5.03-Bedroom | Whyalla | WH | WH02 | Whyalla Residential | 01 | First Floor | 5.03 | 384 | Medicine | 384 | Adelaide Medical School | 8.27 | Bedroom | 7 | Residential Accommodation Space Group | 700 | Residential - Specific type not defined |  | Unknown | 0.00 | NO
Whyalla_WH02-Whyalla Residential_First Floor_5.03A _ BIR | WH-WH02-01-5.03A | WH02-01-5.03A-BIR | Whyalla | WH | WH02 | Whyalla Residential | 01 | First Floor | 5.03A | 384 | Medicine | 384 | Adelaide Medical School | 0.87 | BIR | 7 | Residential Accommodation Space Group | 700 | Residential - Specific type not defined |  | Unknown | 0.00 | NO
Whyalla_WH02-Whyalla Residential_First Floor_5.04 _ Bathroom | WH-WH02-01-5.04 | WH02-01-5.04-Bathroom | Whyalla | WH | WH02 | Whyalla Residential | 01 | First Floor | 5.04 | 384 | Medicine | 384 | Adelaide Medical School | 4 | Bathroom | 7 | Residential Accommodation Space Group | 700 | Residential - Specific type not defined |  | Unknown | 0.00 | NO
Whyalla_WH02-Whyalla Residential_First Floor_6.01 _ Lobby | WH-WH02-01-6.01 | WH02-01-6.01-Lobby | Whyalla | WH | WH02 | Whyalla Residential | 01 | First Floor | 6.01 | 384 | Medicine | 384 | Adelaide Medical School | 2.14 | Lobby | 8 | Non Useable Floor Area Space Group | 805 | Non-usable - Circulation space |  | Unknown | 0.00 | NO
Whyalla_WH02-Whyalla Residential_First Floor_6.02 _ Bathroom | WH-WH02-01-6.02 | WH02-01-6.02-Bathroom | Whyalla | WH | WH02 | Whyalla Residential | 01 | First Floor | 6.02 | 384 | Medicine | 384 | Adelaide Medical School | 4 | Bathroom | 7 | Residential Accommodation Space Group | 700 | Residential - Specific type not defined |  | Unknown | 0.00 | NO
Whyalla_WH02-Whyalla Residential_First Floor_6.03 _ Living | WH-WH02-01-6.03 | WH02-01-6.03-Living | Whyalla | WH | WH02 | Whyalla Residential | 01 | First Floor | 6.03 | 384 | Medicine | 384 | Adelaide Medical School | 18.31 | Living | 7 | Residential Accommodation Space Group | 700 | Residential - Specific type not defined |  | Unknown | 0.00 | NO
Whyalla_WH02-Whyalla Residential_First Floor_6.04 _ Passage | WH-WH02-01-6.04 | WH02-01-6.04-Passage | Whyalla | WH | WH02 | Whyalla Residential | 01 | First Floor | 6.04 | 384 | Medicine | 384 | Adelaide Medical School | 2.12 | Passage | 8 | Non Useable Floor Area Space Group | 805 | Non-usable - Circulation space |  | Unknown | 0.00 | NO
Whyalla_WH02-Whyalla Residential_First Floor_6.04A _ Linen | WH-WH02-01-6.04A | WH02-01-6.04A-Linen | Whyalla | WH | WH02 | Whyalla Residential | 01 | First Floor | 6.04A | 384 | Medicine | 384 | Adelaide Medical School | 0.45 | Linen | 7 | Residential Accommodation Space Group | 700 | Residential - Specific type not defined |  | Unknown | 0.00 | NO
Whyalla_WH02-Whyalla Residential_First Floor_6.05 _ Kitchen | WH-WH02-01-6.05 | WH02-01-6.05-Kitchen | Whyalla | WH | WH02 | Whyalla Residential | 01 | First Floor | 6.05 | 384 | Medicine | 384 | Adelaide Medical School | 5.75 | Kitchen | 7 | Residential Accommodation Space Group | 700 | Residential - Specific type not defined |  | Unknown | 0.00 | NO
Whyalla_WH02-Whyalla Residential_First Floor_6.06 _ Bedroom 2 | WH-WH02-01-6.06 | WH02-01-6.06-Bedroom 2 | Whyalla | WH | WH02 | Whyalla Residential | 01 | First Floor | 6.06 | 384 | Medicine | 384 | Adelaide Medical School | 6.61 | Bedroom 2 | 7 | Residential Accommodation Space Group | 700 | Residential - Specific type not defined |  | Unknown | 0.00 | NO
Whyalla_WH02-Whyalla Residential_First Floor_6.06A _ BIR | WH-WH02-01-6.06A | WH02-01-6.06A-BIR | Whyalla | WH | WH02 | Whyalla Residential | 01 | First Floor | 6.06A | 384 | Medicine | 384 | Adelaide Medical School | 0.93 | BIR | 7 | Residential Accommodation Space Group | 700 | Residential - Specific type not defined |  | Unknown | 0.00 | NO
Whyalla_WH02-Whyalla Residential_First Floor_6.07 _ Bedroom 1 | WH-WH02-01-6.07 | WH02-01-6.07-Bedroom 1 | Whyalla | WH | WH02 | Whyalla Residential | 01 | First Floor | 6.07 | 384 | Medicine | 384 | Adelaide Medical School | 9.45 | Bedroom 1 | 7 | Residential Accommodation Space Group | 700 | Residential - Specific type not defined |  | Unknown | 0.00 | NO
Whyalla_WH02-Whyalla Residential_First Floor_6.07A _ BIR | WH-WH02-01-6.07A | WH02-01-6.07A-BIR | Whyalla | WH | WH02 | Whyalla Residential | 01 | First Floor | 6.07A | 384 | Medicine | 384 | Adelaide Medical School | 0.93 | BIR | 7 | Residential Accommodation Space Group | 700 | Residential - Specific type not defined |  | Unknown | 0.00 | NO
Whyalla_WH02-Whyalla Residential_Ground Floor_1.00 _ Verandah (UCA) | WH-WH02-GN-1.00 | WH02-GN-1.00-Verandah (UCA) | Whyalla | WH | WH02 | Whyalla Residential | GN | Ground Floor | 1.00 | 99939 | Unusable Spaces | 99939 | Unusable Spaces | 12.35 | Verandah (UCA) | 8 | Non Useable Floor Area Space Group | 839 | Non-usable - Verandah/Balcony |  | Unknown | 0.00 | NO
Whyalla_WH02-Whyalla Residential_Ground Floor_1.00A _ VSR | WH-WH02-GN-1.00A | WH02-GN-1.00A-VSR | Whyalla | WH | WH02 | Whyalla Residential | GN | Ground Floor | 1.00A | 99939 | Unusable Spaces | 99939 | Unusable Spaces | 0.79 | VSR | 8 | Non Useable Floor Area Space Group | 840 | Non-usable - Service riser |  | Unknown | 0.00 | NO
Whyalla_WH02-Whyalla Residential_Ground Floor_1.00B _ VSR | WH-WH02-GN-1.00B | WH02-GN-1.00B-VSR | Whyalla | WH | WH02 | Whyalla Residential | GN | Ground Floor | 1.00B | 384 | Medicine | 384 | Adelaide Medical School | 0.79 | VSR | 8 | Non Useable Floor Area Space Group | 840 | Non-usable - Service riser |  | Unknown | 0.00 | NO
Whyalla_WH02-Whyalla Residential_Ground Floor_1.01 _ Lobby | WH-WH02-GN-1.01 | WH02-GN-1.01-Lobby | Whyalla | WH | WH02 | Whyalla Residential | GN | Ground Floor | 1.01 | 384 | Medicine | 384 | Adelaide Medical School | 2.14 | Lobby | 8 | Non Useable Floor Area Space Group | 805 | Non-usable - Circulation space |  | Unknown | 0.00 | NO
Whyalla_WH02-Whyalla Residential_Ground Floor_1.02 _ Bathroom | WH-WH02-GN-1.02 | WH02-GN-1.02-Bathroom | Whyalla | WH | WH02 | Whyalla Residential | GN | Ground Floor | 1.02 | 384 | Medicine | 384 | Adelaide Medical School | 4 | Bathroom | 7 | Residential Accommodation Space Group | 700 | Residential - Specific type not defined |  | Unknown | 0.00 | NO
Whyalla_WH02-Whyalla Residential_Ground Floor_1.03 _ Living | WH-WH02-GN-1.03 | WH02-GN-1.03-Living | Whyalla | WH | WH02 | Whyalla Residential | GN | Ground Floor | 1.03 | 384 | Medicine | 384 | Adelaide Medical School | 17.68 | Living | 7 | Residential Accommodation Space Group | 700 | Residential - Specific type not defined |  | Unknown | 0.00 | NO
Whyalla_WH02-Whyalla Residential_Ground Floor_1.04 _ Bedroom 1 | WH-WH02-GN-1.04 | WH02-GN-1.04-Bedroom 1 | Whyalla | WH | WH02 | Whyalla Residential | GN | Ground Floor | 1.04 | 384 | Medicine | 384 | Adelaide Medical School | 9.34 | Bedroom 1 | 7 | Residential Accommodation Space Group | 700 | Residential - Specific type not defined |  | Unknown | 0.00 | NO
Whyalla_WH02-Whyalla Residential_Ground Floor_1.04A _ BIR | WH-WH02-GN-1.04A | WH02-GN-1.04A-BIR | Whyalla | WH | WH02 | Whyalla Residential | GN | Ground Floor | 1.04A | 384 | Medicine | 384 | Adelaide Medical School | 0.93 | BIR | 7 | Residential Accommodation Space Group | 700 | Residential - Specific type not defined |  | Unknown | 0.00 | NO
Whyalla_WH02-Whyalla Residential_Ground Floor_1.05 _ Kitchen | WH-WH02-GN-1.05 | WH02-GN-1.05-Kitchen | Whyalla | WH | WH02 | Whyalla Residential | GN | Ground Floor | 1.05 | 384 | Medicine | 384 | Adelaide Medical School | 7.74 | Kitchen | 7 | Residential Accommodation Space Group | 700 | Residential - Specific type not defined |  | Unknown | 0.00 | NO
Whyalla_WH02-Whyalla Residential_Ground Floor_1.05A _ Linen | WH-WH02-GN-1.05A | WH02-GN-1.05A-Linen | Whyalla | WH | WH02 | Whyalla Residential | GN | Ground Floor | 1.05A | 384 | Medicine | 384 | Adelaide Medical School | 0.45 | Linen | 7 | Residential Accommodation Space Group | 700 | Residential - Specific type not defined |  | Unknown | 0.00 | NO
Whyalla_WH02-Whyalla Residential_Ground Floor_1.06 _ Bedroom 2 | WH-WH02-GN-1.06 | WH02-GN-1.06-Bedroom 2 | Whyalla | WH | WH02 | Whyalla Residential | GN | Ground Floor | 1.06 | 384 | Medicine | 384 | Adelaide Medical School | 6.61 | Bedroom 2 | 7 | Residential Accommodation Space Group | 700 | Residential - Specific type not defined |  | Unknown | 0.00 | NO
Whyalla_WH02-Whyalla Residential_Ground Floor_1.06A _ BIR | WH-WH02-GN-1.06A | WH02-GN-1.06A-BIR | Whyalla | WH | WH02 | Whyalla Residential | GN | Ground Floor | 1.06A | 384 | Medicine | 384 | Adelaide Medical School | 0.93 | BIR | 7 | Residential Accommodation Space Group | 700 | Residential - Specific type not defined |  | Unknown | 0.00 | NO
Whyalla_WH02-Whyalla Residential_Ground Floor_2.01 _ Kitchen | WH-WH02-GN-2.01 | WH02-GN-2.01-Kitchen | Whyalla | WH | WH02 | Whyalla Residential | GN | Ground Floor | 2.01 | 384 | Medicine | 384 | Adelaide Medical School | 6.12 | Kitchen | 7 | Residential Accommodation Space Group | 700 | Residential - Specific type not defined |  | Unknown | 0.00 | NO
Whyalla_WH02-Whyalla Residential_Ground Floor_2.02 _ Living | WH-WH02-GN-2.02 | WH02-GN-2.02-Living | Whyalla | WH | WH02 | Whyalla Residential | GN | Ground Floor | 2.02 | 384 | Medicine | 384 | Adelaide Medical School | 13.73 | Living | 7 | Residential Accommodation Space Group | 700 | Residential - Specific type not defined |  | Unknown | 0.00 | NO
Whyalla_WH02-Whyalla Residential_Ground Floor_2.03 _ Bedroom | WH-WH02-GN-2.03 | WH02-GN-2.03-Bedroom | Whyalla | WH | WH02 | Whyalla Residential | GN | Ground Floor | 2.03 | 384 | Medicine | 384 | Adelaide Medical School | 8.27 | Bedroom | 7 | Residential Accommodation Space Group | 700 | Residential - Specific type not defined |  | Unknown | 0.00 | NO
Whyalla_WH02-Whyalla Residential_Ground Floor_2.03A _ BIR | WH-WH02-GN-2.03A | WH02-GN-2.03A-BIR | Whyalla | WH | WH02 | Whyalla Residential | GN | Ground Floor | 2.03A | 384 | Medicine | 384 | Adelaide Medical School | 0.87 | BIR | 7 | Residential Accommodation Space Group | 700 | Residential - Specific type not defined |  | Unknown | 0.00 | NO
Whyalla_WH02-Whyalla Residential_Ground Floor_2.04 _ Bathroom | WH-WH02-GN-2.04 | WH02-GN-2.04-Bathroom | Whyalla | WH | WH02 | Whyalla Residential | GN | Ground Floor | 2.04 | 384 | Medicine | 384 | Adelaide Medical School | 4 | Bathroom | 7 | Residential Accommodation Space Group | 700 | Residential - Specific type not defined |  | Unknown | 0.00 | NO
Whyalla_WH02-Whyalla Residential_Ground Floor_3.01 _ Lobby | WH-WH02-GN-3.01 | WH02-GN-3.01-Lobby | Whyalla | WH | WH02 | Whyalla Residential | GN | Ground Floor | 3.01 | 384 | Medicine | 384 | Adelaide Medical School | 2.14 | Lobby | 8 | Non Useable Floor Area Space Group | 805 | Non-usable - Circulation space |  | Unknown | 0.00 | NO
Whyalla_WH02-Whyalla Residential_Ground Floor_3.02 _ Bathroom | WH-WH02-GN-3.02 | WH02-GN-3.02-Bathroom | Whyalla | WH | WH02 | Whyalla Residential | GN | Ground Floor | 3.02 | 384 | Medicine | 384 | Adelaide Medical School | 4 | Bathroom | 7 | Residential Accommodation Space Group | 700 | Residential - Specific type not defined |  | Unknown | 0.00 | NO
Whyalla_WH02-Whyalla Residential_Ground Floor_3.03 _ Living | WH-WH02-GN-3.03 | WH02-GN-3.03-Living | Whyalla | WH | WH02 | Whyalla Residential | GN | Ground Floor | 3.03 | 384 | Medicine | 384 | Adelaide Medical School | 18.31 | Living | 7 | Residential Accommodation Space Group | 700 | Residential - Specific type not defined |  | Unknown | 0.00 | NO
Whyalla_WH02-Whyalla Residential_Ground Floor_3.04 _ Passage | WH-WH02-GN-3.04 | WH02-GN-3.04-Passage | Whyalla | WH | WH02 | Whyalla Residential | GN | Ground Floor | 3.04 | 384 | Medicine | 384 | Adelaide Medical School | 2.12 | Passage | 8 | Non Useable Floor Area Space Group | 805 | Non-usable - Circulation space |  | Unknown | 0.00 | NO
Whyalla_WH02-Whyalla Residential_Ground Floor_3.04A _ Linen | WH-WH02-GN-3.04A | WH02-GN-3.04A-Linen | Whyalla | WH | WH02 | Whyalla Residential | GN | Ground Floor | 3.04A | 384 | Medicine | 384 | Adelaide Medical School | 0.45 | Linen | 7 | Residential Accommodation Space Group | 700 | Residential - Specific type not defined |  | Unknown | 0.00 | NO
Whyalla_WH02-Whyalla Residential_Ground Floor_3.05 _ Kitchen | WH-WH02-GN-3.05 | WH02-GN-3.05-Kitchen | Whyalla | WH | WH02 | Whyalla Residential | GN | Ground Floor | 3.05 | 384 | Medicine | 384 | Adelaide Medical School | 5.75 | Kitchen | 7 | Residential Accommodation Space Group | 700 | Residential - Specific type not defined |  | Unknown | 0.00 | NO
Whyalla_WH02-Whyalla Residential_Ground Floor_3.06 _ Bedroom 2 | WH-WH02-GN-3.06 | WH02-GN-3.06-Bedroom 2 | Whyalla | WH | WH02 | Whyalla Residential | GN | Ground Floor | 3.06 | 384 | Medicine | 384 | Adelaide Medical School | 6.61 | Bedroom 2 | 7 | Residential Accommodation Space Group | 700 | Residential - Specific type not defined |  | Unknown | 0.00 | NO
Whyalla_WH02-Whyalla Residential_Ground Floor_3.06A _ BIR | WH-WH02-GN-3.06A | WH02-GN-3.06A-BIR | Whyalla | WH | WH02 | Whyalla Residential | GN | Ground Floor | 3.06A | 384 | Medicine | 384 | Adelaide Medical School | 0.93 | BIR | 7 | Residential Accommodation Space Group | 700 | Residential - Specific type not defined |  | Unknown | 0.00 | NO
Whyalla_WH02-Whyalla Residential_Ground Floor_3.07 _ Bedroom 1 | WH-WH02-GN-3.07 | WH02-GN-3.07-Bedroom 1 | Whyalla | WH | WH02 | Whyalla Residential | GN | Ground Floor | 3.07 | 384 | Medicine | 384 | Adelaide Medical School | 9.45 | Bedroom 1 | 7 | Residential Accommodation Space Group | 700 | Residential - Specific type not defined |  | Unknown | 0.00 | NO
Whyalla_WH02-Whyalla Residential_Ground Floor_3.07A _ BIR | WH-WH02-GN-3.07A | WH02-GN-3.07A-BIR | Whyalla | WH | WH02 | Whyalla Residential | GN | Ground Floor | 3.07A | 384 | Medicine | 384 | Adelaide Medical School | 0.93 | BIR | 7 | Residential Accommodation Space Group | 700 | Residential - Specific type not defined |  | Unknown | 0.00 | NO
Whyalla_WH03-UniSA Main Building_Ground Floor_1.19A _ Office | WH-WH03-01-1.19A | WH03-01-1.19A-Office | Whyalla | WH | WH03 | UniSA Main Building | 01 | Ground Floor | 1.19A | 384 | Medicine | 384 | Adelaide Medical School | 24 | Office | 1 | Office Space Group | 101 | Office - Academic Staff |  | Unknown | 0.00 | NO
Whyalla_WH03-UniSA Main Building_Ground Floor_1.19B _ Office | WH-WH03-01-1.19B | WH03-01-1.19B-Office | Whyalla | WH | WH03 | UniSA Main Building | 01 | Ground Floor | 1.19B | 384 | Medicine | 384 | Adelaide Medical School | 16.93 | Office | 1 | Office Space Group | 101 | Office - Academic Staff |  | Unknown | 0.00 | NO
Whyalla_WH03-UniSA Main Building_Ground Floor_1.19C _ Office | WH-WH03-01-1.19C | WH03-01-1.19C-Office | Whyalla | WH | WH03 | UniSA Main Building | 01 | Ground Floor | 1.19C | 384 | Medicine | 384 | Adelaide Medical School | 17.36 | Office | 1 | Office Space Group | 101 | Office - Academic Staff |  | Unknown | 0.00 | NO
West Island_WI01-Accommodation Quarters_Ground Floor_G1 _ Office | WI-WI01-GN-G1 | WI01-GN-G1-Office | West Island | WI | WI01 | Accommodation Quarters | GN | Ground Floor | G1 | 99989 | State Government Departments | 859 | Infrastructure | 23.2 | Office | 1 | Office Space Group | 101 | Office - Academic Staff |  | Unknown | 0.00 | NO
West Island_WI01-Accommodation Quarters_Ground Floor_G2 _ Culture Room (RRS) | WI-WI01-GN-G2 | WI01-GN-G2-Culture Room (RRS) | West Island | WI | WI01 | Accommodation Quarters | GN | Ground Floor | G2 | 99989 | State Government Departments | 859 | Infrastructure | 6.01 | Culture Room (RRS) | 3 | Specialist Teaching or Research Space Group | 312 | Laboratory - Research Only |  | Unknown | 0.00 | NO
West Island_WI02-National Park Laboratory_Ground Floor_G1 _ Office | WI-WI02-GN-G1 | WI02-GN-G1-Office | West Island | WI | WI02 | National Park Laboratory | GN | Ground Floor | G1 | 99989 | State Government Departments | 859 | Infrastructure | 21.79 | Office | 1 | Office Space Group | 100 | Office - Specific type not defined |  | Unknown | 0.00 | NO
West Island_WI03-Old Fuel Shed_Ground Floor_G1 _ Shed | WI-WI03-GN-G1 | WI03-GN-G1-Shed | West Island | WI | WI03 | Old Fuel Shed | GN | Ground Floor | G1 | 99989 | State Government Departments | 859 | Infrastructure | 51.05 | Shed | 4 | Ancillary Area Space Group | 414 | Ancillary Area - Store Room - Bulk Storage/Warehouse |  | Unknown | 0.00 | NO
West Island_WI03-Old Fuel Shed_Ground Floor_G2 _ Shed | WI-WI03-GN-G2 | WI03-GN-G2-Shed | West Island | WI | WI03 | Old Fuel Shed | GN | Ground Floor | G2 | 99989 | State Government Departments | 859 | Infrastructure | 13.27 | Shed | 4 | Ancillary Area Space Group | 414 | Ancillary Area - Store Room - Bulk Storage/Warehouse |  | Unknown | 0.00 | NO
West Lakes_WL01-Rowing Club_Ground Floor_G.02 _ Rowing Club - West Lakes | WL-WL01-GN-G.02 | WL01-GN-G.02-Rowing Club - West Lakes | West Lakes | WL | WL01 | Rowing Club | GN | Ground Floor | G.02 | 99995 | Uni of Adelaide Sports Association | 859 | Infrastructure | 118.13 | Rowing Club - West Lakes | 6 | General Facility Space Group | 610 | General Facility - Indoor Sporting Facilities including Swimming Pool |  | Unknown | 0.00 | NO
Waite_WT02-Volunteer Centre_Ground Floor_G1 _ Volunteers Room | WT-WT02-GN-G1 | WT02-GN-G1-Volunteers Room | Waite | WT | WT02 | Volunteer Centre | GN | Ground Floor | G1 | 859 | Infrastructure Office | 859 | Infrastructure | 33.33 | Volunteers Room | 6 | General Facility Space Group | 607 | General Facility - Cafeteria/Refectory/Canteen/Dining Room |  | Good | 4,260.87 | NO
Waite_WT02-Volunteer Centre_Ground Floor_G3 _ WC - M | WT-WT02-GN-G3 | WT02-GN-G3-WC - M | Waite | WT | WT02 | Volunteer Centre | GN | Ground Floor | G3 | 99939 | Unusable Spaces | 99939 | Unusable Spaces | 16.42 | WC - M | 8 | Non Useable Floor Area Space Group | 821 | Non-usable - Toilets/Amenities - Male |  | Unknown | 0.00 | NO
Waite_WT02-Volunteer Centre_Ground Floor_G3A _ Cleaners Store | WT-WT02-GN-G3A | WT02-GN-G3A-Cleaners Store | Waite | WT | WT02 | Volunteer Centre | GN | Ground Floor | G3A | 99939 | Unusable Spaces | 99939 | Unusable Spaces | 0.5 | Cleaners Store | 8 | Non Useable Floor Area Space Group | 806 | Non-usable - Cleaners room |  | Unknown | 0.00 | NO
Waite_WT02-Volunteer Centre_Ground Floor_G4 _ WC - U - Access (LH) | WT-WT02-GN-G4 | WT02-GN-G4-WC - U - Access (LH) | Waite | WT | WT02 | Volunteer Centre | GN | Ground Floor | G4 | 99939 | Unusable Spaces | 99939 | Unusable Spaces | 3.79 | WC - U - Access (LH) | 8 | Non Useable Floor Area Space Group | 818 | Non-usable - Toilets/Amenities - Unisex Accessible |  | Unknown | 0.00 | NO
Waite_WT02-Volunteer Centre_Ground Floor_G5 _ WC - F | WT-WT02-GN-G5 | WT02-GN-G5-WC - F | Waite | WT | WT02 | Volunteer Centre | GN | Ground Floor | G5 | 99939 | Unusable Spaces | 99939 | Unusable Spaces | 14.33 | WC - F | 8 | Non Useable Floor Area Space Group | 820 | Non-usable - Toilets/Amenities - Female |  | Unknown | 0.00 | NO
Waite_WT03-Barrier Building_Ground Floor_G0 _ Corr. | WT-WT03-GN-G0 | WT03-GN-G0-Corr. | Waite | WT | WT03 | Barrier Building | GN | Ground Floor | G0 | 99939 | Unusable Spaces | 99939 | Unusable Spaces | 36.89 | Corr. | 8 | Non Useable Floor Area Space Group | 805 | Non-usable - Circulation space |  | Unknown | 0.00 | NO
Waite_WT03-Barrier Building_Ground Floor_G0A _ VSR | WT-WT03-GN-G0A | WT03-GN-G0A-VSR | Waite | WT | WT03 | Barrier Building | GN | Ground Floor | G0A | 99939 | Unusable Spaces | 99939 | Unusable Spaces | 2.58 | VSR | 8 | Non Useable Floor Area Space Group | 840 | Non-usable - Service riser |  | Unknown | 0.00 | NO
Waite_WT03-Barrier Building_Ground Floor_G1 _ Staff Room | WT-WT03-GN-G1 | WT03-GN-G1-Staff Room | Waite | WT | WT03 | Barrier Building | GN | Ground Floor | G1 | 775 | University Library Collections | 733 | University Library | 13.68 | Staff Room | 6 | General Facility Space Group | 605 | General Facility - Common Room Staff access |  | Adequate | 1,399.07 | NO
Waite_WT03-Barrier Building_Ground Floor_G10 _ Store | WT-WT03-GN-G10 | WT03-GN-G10-Store | Waite | WT | WT03 | Barrier Building | GN | Ground Floor | G10 | 775 | University Library Collections | 733 | University Library | 20.1 | Store | 4 | Ancillary Area Space Group | 419 | Ancillary Area - Store Room - Generic |  | Adequate | 1,615.15 | NO
Waite_WT03-Barrier Building_Ground Floor_G11 _ Store | WT-WT03-GN-G11 | WT03-GN-G11-Store | Waite | WT | WT03 | Barrier Building | GN | Ground Floor | G11 | 775 | University Library Collections | 733 | University Library | 20.1 | Store | 4 | Ancillary Area Space Group | 419 | Ancillary Area - Store Room - Generic |  | Adequate | 1,615.15 | NO
Waite_WT03-Barrier Building_Ground Floor_G12 _ Store | WT-WT03-GN-G12 | WT03-GN-G12-Store | Waite | WT | WT03 | Barrier Building | GN | Ground Floor | G12 | 775 | University Library Collections | 733 | University Library | 20.1 | Store | 4 | Ancillary Area Space Group | 419 | Ancillary Area - Store Room - Generic |  | Adequate | 1,615.15 | NO
Waite_WT03-Barrier Building_Ground Floor_G13 _ Store | WT-WT03-GN-G13 | WT03-GN-G13-Store | Waite | WT | WT03 | Barrier Building | GN | Ground Floor | G13 | 775 | University Library Collections | 733 | University Library | 20.43 | Store | 4 | Ancillary Area Space Group | 419 | Ancillary Area - Store Room - Generic |  | Adequate | 1,641.67 | NO
Waite_WT03-Barrier Building_Ground Floor_G14 _ Store | WT-WT03-GN-G14 | WT03-GN-G14-Store | Waite | WT | WT03 | Barrier Building | GN | Ground Floor | G14 | 775 | University Library Collections | 733 | University Library | 20.77 | Store | 4 | Ancillary Area Space Group | 419 | Ancillary Area - Store Room - Generic |  | Adequate | 1,668.99 | NO
Waite_WT03-Barrier Building_Ground Floor_G15 _ Store | WT-WT03-GN-G15 | WT03-GN-G15-Store | Waite | WT | WT03 | Barrier Building | GN | Ground Floor | G15 | 715 | Laboratory Animal Services | 715 | Laboratory Animal Services | 20.8 | Store | 4 | Ancillary Area Space Group | 419 | Ancillary Area - Store Room - Generic |  | Adequate | 1,671.40 | NO
Waite_WT03-Barrier Building_Ground Floor_G16 _ Food Store | WT-WT03-GN-G16 | WT03-GN-G16-Food Store | Waite | WT | WT03 | Barrier Building | GN | Ground Floor | G16 | 715 | Laboratory Animal Services | 715 | Laboratory Animal Services | 15.55 | Food Store | 4 | Ancillary Area Space Group | 419 | Ancillary Area - Store Room - Generic |  | Adequate | 1,249.53 | NO
Waite_WT03-Barrier Building_Ground Floor_G17 _ Store | WT-WT03-GN-G17 | WT03-GN-G17-Store | Waite | WT | WT03 | Barrier Building | GN | Ground Floor | G17 | 715 | Laboratory Animal Services | 715 | Laboratory Animal Services | 13.42 | Store | 4 | Ancillary Area Space Group | 419 | Ancillary Area - Store Room - Generic |  | Adequate | 1,078.38 | NO
Waite_WT03-Barrier Building_Ground Floor_G18 _ Store | WT-WT03-GN-G18 | WT03-GN-G18-Store | Waite | WT | WT03 | Barrier Building | GN | Ground Floor | G18 | 775 | University Library Collections | 733 | University Library | 11.48 | Store | 4 | Ancillary Area Space Group | 419 | Ancillary Area - Store Room - Generic |  | Adequate | 922.49 | NO
Waite_WT03-Barrier Building_Ground Floor_G19 _ Clean Surgery | WT-WT03-GN-G19 | WT03-GN-G19-Clean Surgery | Waite | WT | WT03 | Barrier Building | GN | Ground Floor | G19 | 715 | Laboratory Animal Services | 715 | Laboratory Animal Services | 11.19 | Clean Surgery | 4 | Ancillary Area Space Group | 401 | Ancillary Area - Laboratory Service and Preparation |  | Adequate | 899.18 | NO
Waite_WT03-Barrier Building_Ground Floor_G2 _ Changeroom - M | WT-WT03-GN-G2 | WT03-GN-G2-Changeroom - M | Waite | WT | WT03 | Barrier Building | GN | Ground Floor | G2 | 99939 | Unusable Spaces | 99939 | Unusable Spaces | 5.27 | Changeroom - M | 8 | Non Useable Floor Area Space Group | 821 | Non-usable - Toilets/Amenities - Male |  | Unknown | 0.00 | NO
Waite_WT03-Barrier Building_Ground Floor_G20 _ Office | WT-WT03-GN-G20 | WT03-GN-G20-Office | Waite | WT | WT03 | Barrier Building | GN | Ground Floor | G20 | 775 | University Library Collections | 733 | University Library | 9.54 | Office | 1 | Office Space Group | 101 | Office - Academic Staff |  | Adequate | 871.13 | NO
Waite_WT03-Barrier Building_Ground Floor_G21 _ Store | WT-WT03-GN-G21 | WT03-GN-G21-Store | Waite | WT | WT03 | Barrier Building | GN | Ground Floor | G21 | 775 | University Library Collections | 733 | University Library | 5.27 | Store | 4 | Ancillary Area Space Group | 419 | Ancillary Area - Store Room - Generic |  | Adequate | 423.48 | NO
Waite_WT03-Barrier Building_Ground Floor_G22 _ Store | WT-WT03-GN-G22 | WT03-GN-G22-Store | Waite | WT | WT03 | Barrier Building | GN | Ground Floor | G22 | 775 | University Library Collections | 733 | University Library | 5.39 | Store | 4 | Ancillary Area Space Group | 419 | Ancillary Area - Store Room - Generic |  | Adequate | 433.12 | NO
Waite_WT03-Barrier Building_Ground Floor_G23 _ Circ. | WT-WT03-GN-G23 | WT03-GN-G23-Circ. | Waite | WT | WT03 | Barrier Building | GN | Ground Floor | G23 | 99939 | Unusable Spaces | 99939 | Unusable Spaces | 75.99 | Circ. | 8 | Non Useable Floor Area Space Group | 805 | Non-usable - Circulation space |  | Unknown | 0.00 | NO
Waite_WT03-Barrier Building_Ground Floor_G24 _ Entrance | WT-WT03-GN-G24 | WT03-GN-G24-Entrance | Waite | WT | WT03 | Barrier Building | GN | Ground Floor | G24 | 99939 | Unusable Spaces | 99939 | Unusable Spaces | 4.52 | Entrance | 8 | Non Useable Floor Area Space Group | 805 | Non-usable - Circulation space |  | Unknown | 0.00 | NO
Waite_WT03-Barrier Building_Ground Floor_G25 _ Entry | WT-WT03-GN-G25 | WT03-GN-G25-Entry | Waite | WT | WT03 | Barrier Building | GN | Ground Floor | G25 | 99939 | Unusable Spaces | 99939 | Unusable Spaces | 10.1 | Entry | 8 | Non Useable Floor Area Space Group | 805 | Non-usable - Circulation space |  | Unknown | 0.00 | NO
Waite_WT03-Barrier Building_Ground Floor_G2A _ WC | WT-WT03-GN-G2A | WT03-GN-G2A-WC | Waite | WT | WT03 | Barrier Building | GN | Ground Floor | G2A | 99939 | Unusable Spaces | 99939 | Unusable Spaces | 3.22 | WC | 8 | Non Useable Floor Area Space Group | 835 | Non-usable - Toilets/Amenities - Other |  | Unknown | 0.00 | NO
Waite_WT03-Barrier Building_Ground Floor_G3 _ Change Room - F | WT-WT03-GN-G3 | WT03-GN-G3-Change Room - F | Waite | WT | WT03 | Barrier Building | GN | Ground Floor | G3 | 99939 | Unusable Spaces | 99939 | Unusable Spaces | 5.39 | Change Room - F | 8 | Non Useable Floor Area Space Group | 820 | Non-usable - Toilets/Amenities - Female |  | Unknown | 0.00 | NO
Waite_WT03-Barrier Building_Ground Floor_G3A _ WC | WT-WT03-GN-G3A | WT03-GN-G3A-WC | Waite | WT | WT03 | Barrier Building | GN | Ground Floor | G3A | 99939 | Unusable Spaces | 99939 | Unusable Spaces | 3.6 | WC | 8 | Non Useable Floor Area Space Group | 835 | Non-usable - Toilets/Amenities - Other |  | Unknown | 0.00 | NO
Waite_WT03-Barrier Building_Ground Floor_G4 _ Store | WT-WT03-GN-G4 | WT03-GN-G4-Store | Waite | WT | WT03 | Barrier Building | GN | Ground Floor | G4 | 775 | University Library Collections | 733 | University Library | 20.43 | Store | 4 | Ancillary Area Space Group | 419 | Ancillary Area - Store Room - Generic |  | Adequate | 1,641.67 | NO
Waite_WT03-Barrier Building_Ground Floor_G5 _ Store | WT-WT03-GN-G5 | WT03-GN-G5-Store | Waite | WT | WT03 | Barrier Building | GN | Ground Floor | G5 | 775 | University Library Collections | 733 | University Library | 20.1 | Store | 4 | Ancillary Area Space Group | 419 | Ancillary Area - Store Room - Generic |  | Adequate | 1,615.15 | NO
Waite_WT03-Barrier Building_Ground Floor_G6 _ Store | WT-WT03-GN-G6 | WT03-GN-G6-Store | Waite | WT | WT03 | Barrier Building | GN | Ground Floor | G6 | 775 | University Library Collections | 733 | University Library | 20.1 | Store | 4 | Ancillary Area Space Group | 419 | Ancillary Area - Store Room - Generic |  | Adequate | 1,615.15 | NO
Waite_WT03-Barrier Building_Ground Floor_G7 _ Store | WT-WT03-GN-G7 | WT03-GN-G7-Store | Waite | WT | WT03 | Barrier Building | GN | Ground Floor | G7 | 775 | University Library Collections | 733 | University Library | 20.1 | Store | 4 | Ancillary Area Space Group | 419 | Ancillary Area - Store Room - Generic |  | Adequate | 1,615.15 | NO
Waite_WT03-Barrier Building_Ground Floor_G8 _ Store | WT-WT03-GN-G8 | WT03-GN-G8-Store | Waite | WT | WT03 | Barrier Building | GN | Ground Floor | G8 | 775 | University Library Collections | 733 | University Library | 20.77 | Store | 4 | Ancillary Area Space Group | 419 | Ancillary Area - Store Room - Generic |  | Adequate | 1,668.99 | NO
Waite_WT03-Barrier Building_Ground Floor_G9 _ Store | WT-WT03-GN-G9 | WT03-GN-G9-Store | Waite | WT | WT03 | Barrier Building | GN | Ground Floor | G9 | 775 | University Library Collections | 733 | University Library | 20.77 | Store | 4 | Ancillary Area Space Group | 419 | Ancillary Area - Store Room - Generic |  | Adequate | 1,668.99 | NO
Waite_WT04-Battery House_Ground Floor_G1 _ Store | WT-WT04-GN-G1 | WT04-GN-G1-Store | Waite | WT | WT04 | Battery House | GN | Ground Floor | G1 | 816 | Waite Precinct | 816 | Waite Precinct | 18.35 | Store | 4 | Ancillary Area Space Group | 419 | Ancillary Area - Store Room - Generic |  | Barely Adequate | 1,415.55 | NO
Waite_WT04-Battery House_Ground Floor_G2 _ Store | WT-WT04-GN-G2 | WT04-GN-G2-Store | Waite | WT | WT04 | Battery House | GN | Ground Floor | G2 | 816 | Waite Precinct | 816 | Waite Precinct | 15.45 | Store | 4 | Ancillary Area Space Group | 419 | Ancillary Area - Store Room - Generic |  | Barely Adequate | 1,191.84 | NO
Waite_WT04-Battery House_Ground Floor_G3 _ Store | WT-WT04-GN-G3 | WT04-GN-G3-Store | Waite | WT | WT04 | Battery House | GN | Ground Floor | G3 | 816 | Waite Precinct | 816 | Waite Precinct | 21.21 | Store | 4 | Ancillary Area Space Group | 419 | Ancillary Area - Store Room - Generic |  | Barely Adequate | 1,636.17 | NO
Waite_WT05-Glover Bird-Proof Crop Enclosure_Ground Floor_G1 _ Birdproof Enclosure | WT-WT05-GN-G1 | WT05-GN-G1-Birdproof Enclosure | Waite | WT | WT05 | Glover Bird-Proof Crop Enclosure | GN | Ground Floor | G1 | 99964 | Bird Proof Enclosure | 99939 | Unusable Spaces | 16243.5 | Birdproof Enclosure | 4 | Ancillary Area Space Group | 407 | Ancillary Area - Glasshouse/Greenhouse |  | Unknown | 0.00 | NO
Waite_WT06-Almond Cage_Ground Floor_G1 _ Birdproof Enclosure | WT-WT06-GN-G1 | WT06-GN-G1-Birdproof Enclosure | Waite | WT | WT06 | Almond Cage | GN | Ground Floor | G1 | 99964 | Bird Proof Enclosure | 99939 | Unusable Spaces | 2539.24 | Birdproof Enclosure | 4 | Ancillary Area Space Group | 407 | Ancillary Area - Glasshouse/Greenhouse |  | Unknown | 0.00 | NO
Waite_WT07-Central Animal House_Ground Floor_G0 _ Stair | WT-WT07-GN-G0 | WT07-GN-G0-Stair | Waite | WT | WT07 | Central Animal House | GN | Ground Floor | G0 | 99939 | Unusable Spaces | 99939 | Unusable Spaces | 3.6 | Stair | 8 | Non Useable Floor Area Space Group | 805 | Non-usable - Circulation space |  | Unknown | 0.00 | NO
Waite_WT07-Central Animal House_Ground Floor_G01 _ Corr. | WT-WT07-GN-G01 | WT07-GN-G01-Corr. | Waite | WT | WT07 | Central Animal House | GN | Ground Floor | G01 | 99939 | Unusable Spaces | 99939 | Unusable Spaces | 45.8 | Corr. | 8 | Non Useable Floor Area Space Group | 805 | Non-usable - Circulation space |  | Unknown | 0.00 | NO
Waite_WT07-Central Animal House_Ground Floor_G02 _ Corr. | WT-WT07-GN-G02 | WT07-GN-G02-Corr. | Waite | WT | WT07 | Central Animal House | GN | Ground Floor | G02 | 99939 | Unusable Spaces | 99939 | Unusable Spaces | 6.29 | Corr. | 8 | Non Useable Floor Area Space Group | 805 | Non-usable - Circulation space |  | Unknown | 0.00 | NO
Waite_WT07-Central Animal House_Ground Floor_G03 _ Corr. | WT-WT07-GN-G03 | WT07-GN-G03-Corr. | Waite | WT | WT07 | Central Animal House | GN | Ground Floor | G03 | 99939 | Unusable Spaces | 99939 | Unusable Spaces | 10.85 | Corr. | 8 | Non Useable Floor Area Space Group | 805 | Non-usable - Circulation space |  | Unknown | 0.00 | NO
Waite_WT07-Central Animal House_Ground Floor_G1 _ Animal Enclosure | WT-WT07-GN-G1 | WT07-GN-G1-Animal Enclosure | Waite | WT | WT07 | Central Animal House | GN | Ground Floor | G1 | 715 | Laboratory Animal Services | 715 | Laboratory Animal Services | 38.36 | Animal Enclosure | 4 | Ancillary Area Space Group | 404 | Ancillary Area - Animal Holding |  | Adequate | 3,082.45 | NO
Waite_WT07-Central Animal House_Ground Floor_G10 _ Store_FOR SALE | WT-WT07-GN-G10 | WT07-GN-G10-Store_FOR SALE | Waite | WT | WT07 | Central Animal House | GN | Ground Floor | G10 | 715 | Laboratory Animal Services | 715 | Laboratory Animal Services | 1.61 | Store_FOR SALE | 4 | Ancillary Area Space Group | 419 | Ancillary Area - Store Room - Generic |  | Adequate | 129.37 | NO
Waite_WT07-Central Animal House_Ground Floor_G11 _ Washup room - Theatre | WT-WT07-GN-G11 | WT07-GN-G11-Washup room - Theatre | Waite | WT | WT07 | Central Animal House | GN | Ground Floor | G11 | 859 | Infrastructure Office | 859 | Infrastructure | 33.17 | Washup room - Theatre | 4 | Ancillary Area Space Group | 400 | Ancillary Area - Specific Type Not Defined |  | Adequate | 2,665.40 | NO
Waite_WT07-Central Animal House_Ground Floor_G13 _ Tea Room - Theatre | WT-WT07-GN-G13 | WT07-GN-G13-Tea Room - Theatre | Waite | WT | WT07 | Central Animal House | GN | Ground Floor | G13 | 859 | Infrastructure Office | 859 | Infrastructure | 10.97 | Tea Room - Theatre | 1 | Office Space Group | 101 | Office - Academic Staff |  | Adequate | 1,001.71 | NO
Waite_WT07-Central Animal House_Ground Floor_G14 _ Store - Theatre Props 3 | WT-WT07-GN-G14 | WT07-GN-G14-Store - Theatre Props 3 | Waite | WT | WT07 | Central Animal House | GN | Ground Floor | G14 | 859 | Infrastructure Office | 859 | Infrastructure | 33.54 | Store - Theatre Props 3 | 4 | Ancillary Area Space Group | 419 | Ancillary Area - Store Room - Generic |  | Adequate | 2,695.14 | NO
Waite_WT07-Central Animal House_Ground Floor_G15 _ Store | WT-WT07-GN-G15 | WT07-GN-G15-Store | Waite | WT | WT07 | Central Animal House | GN | Ground Floor | G15 | 672 | Accommodation Service | 671 | Student Experience | 11.18 | Store | 4 | Ancillary Area Space Group | 419 | Ancillary Area - Store Room - Generic |  | Adequate | 898.38 | NO
Waite_WT07-Central Animal House_Ground Floor_G16 _ Store - Theatre Props 4 | WT-WT07-GN-G16 | WT07-GN-G16-Store - Theatre Props 4 | Waite | WT | WT07 | Central Animal House | GN | Ground Floor | G16 | 859 | Infrastructure Office | 859 | Infrastructure | 21.72 | Store - Theatre Props 4 | 4 | Ancillary Area Space Group | 419 | Ancillary Area - Store Room - Generic |  | Adequate | 1,745.33 | NO
Waite_WT07-Central Animal House_Ground Floor_G17 _ Store | WT-WT07-GN-G17 | WT07-GN-G17-Store | Waite | WT | WT07 | Central Animal House | GN | Ground Floor | G17 | 672 | Accommodation Service | 671 | Student Experience | 22.36 | Store | 4 | Ancillary Area Space Group | 419 | Ancillary Area - Store Room - Generic |  | Adequate | 1,796.76 | NO
Waite_WT07-Central Animal House_Ground Floor_G18 _ Store | WT-WT07-GN-G18 | WT07-GN-G18-Store | Waite | WT | WT07 | Central Animal House | GN | Ground Floor | G18 | 672 | Accommodation Service | 671 | Student Experience | 32.02 | Store | 4 | Ancillary Area Space Group | 419 | Ancillary Area - Store Room - Generic |  | Adequate | 2,572.99 | NO
Waite_WT07-Central Animal House_Ground Floor_G2 _ Animal Enclosure | WT-WT07-GN-G2 | WT07-GN-G2-Animal Enclosure | Waite | WT | WT07 | Central Animal House | GN | Ground Floor | G2 | 715 | Laboratory Animal Services | 715 | Laboratory Animal Services | 39.87 | Animal Enclosure | 4 | Ancillary Area Space Group | 404 | Ancillary Area - Animal Holding |  | Adequate | 3,203.79 | NO
Waite_WT07-Central Animal House_Ground Floor_G3 _ Office_FOR SALE | WT-WT07-GN-G3 | WT07-GN-G3-Office_FOR SALE | Waite | WT | WT07 | Central Animal House | GN | Ground Floor | G3 | 715 | Laboratory Animal Services | 715 | Laboratory Animal Services | 12.55 | Office_FOR SALE | 1 | Office Space Group | 101 | Office - Academic Staff |  | Adequate | 1,145.98 | NO
Waite_WT07-Central Animal House_Ground Floor_G3A _ WC | WT-WT07-GN-G3A | WT07-GN-G3A-WC | Waite | WT | WT07 | Central Animal House | GN | Ground Floor | G3A | 99939 | Unusable Spaces | 99939 | Unusable Spaces | 7.38 | WC | 8 | Non Useable Floor Area Space Group | 835 | Non-usable - Toilets/Amenities - Other |  | Unknown | 0.00 | NO
Waite_WT07-Central Animal House_Ground Floor_G4 _ Store | WT-WT07-GN-G4 | WT07-GN-G4-Store | Waite | WT | WT07 | Central Animal House | GN | Ground Floor | G4 | 672 | Accommodation Service | 671 | Student Experience | 23.63 | Store | 4 | Ancillary Area Space Group | 419 | Ancillary Area - Store Room - Generic |  | Adequate | 1,898.81 | NO
Waite_WT07-Central Animal House_Ground Floor_G5 _ Plantroom - A/C | WT-WT07-GN-G5 | WT07-GN-G5-Plantroom - A/C | Waite | WT | WT07 | Central Animal House | GN | Ground Floor | G5 | 99939 | Unusable Spaces | 99939 | Unusable Spaces | 9.9 | Plantroom - A/C | 8 | Non Useable Floor Area Space Group | 810 | Non-usable - Mechanical plant room |  | Unknown | 0.00 | NO
Waite_WT07-Central Animal House_Ground Floor_G6 _ Store - Theatre Props 2 | WT-WT07-GN-G6 | WT07-GN-G6-Store - Theatre Props 2 | Waite | WT | WT07 | Central Animal House | GN | Ground Floor | G6 | 859 | Infrastructure Office | 859 | Infrastructure | 15.97 | Store - Theatre Props 2 | 4 | Ancillary Area Space Group | 419 | Ancillary Area - Store Room - Generic |  | Adequate | 1,283.28 | NO
Waite_WT07-Central Animal House_Ground Floor_G7 _ Store - Theatre Props 1 | WT-WT07-GN-G7 | WT07-GN-G7-Store - Theatre Props 1 | Waite | WT | WT07 | Central Animal House | GN | Ground Floor | G7 | 859 | Infrastructure Office | 859 | Infrastructure | 14.18 | Store - Theatre Props 1 | 4 | Ancillary Area Space Group | 419 | Ancillary Area - Store Room - Generic |  | Adequate | 1,139.45 | NO
Waite_WT07-Central Animal House_Ground Floor_G8 _ Laboratory_FOR SALE | WT-WT07-GN-G8 | WT07-GN-G8-Laboratory_FOR SALE | Waite | WT | WT07 | Central Animal House | GN | Ground Floor | G8 | 715 | Laboratory Animal Services | 715 | Laboratory Animal Services | 11.25 | Laboratory_FOR SALE | 3 | Specialist Teaching or Research Space Group | 300 | Laboratory - Specialist teaching and research - type not defined |  | Adequate | 1,366.28 | NO
Waite_WT07-Central Animal House_Ground Floor_G9 _ WC | WT-WT07-GN-G9 | WT07-GN-G9-WC | Waite | WT | WT07 | Central Animal House | GN | Ground Floor | G9 | 99939 | Unusable Spaces | 99939 | Unusable Spaces | 3.45 | WC | 8 | Non Useable Floor Area Space Group | 835 | Non-usable - Toilets/Amenities - Other |  | Unknown | 0.00 | NO
Waite_WT08-Cereal Breeding Lab_Ground Floor_G06A _ Stair | WT-WT08-01-G06A | WT08-01-G06A-Stair | Waite | WT | WT08 | Cereal Breeding Lab | 01 | Ground Floor | G06A | 99939 | Unusable Spaces | 99939 | Unusable Spaces | 4.34 | Stair | 8 | Non Useable Floor Area Space Group | 805 | Non-usable - Circulation space |  | Unknown | 0.00 | NO
Waite_WT08-Cereal Breeding Lab_Ground Floor_G1 _ Foyer | WT-WT08-01-G1 | WT08-01-G1-Foyer | Waite | WT | WT08 | Cereal Breeding Lab | 01 | Ground Floor | G1 | 141 | School of Agriculture, Food and Wine | 141 | School of Agriculture, Food and Wine | 46.79 | Foyer | 8 | Non Useable Floor Area Space Group | 805 | Non-usable - Circulation space |  | Adequate | 0.00 | NO
Waite_WT08-Cereal Breeding Lab_Ground Floor_G2 _ Meeting | WT-WT08-01-G2 | WT08-01-G2-Meeting | Waite | WT | WT08 | Cereal Breeding Lab | 01 | Ground Floor | G2 | 141 | School of Agriculture, Food and Wine | 141 | School of Agriculture, Food and Wine | 22.63 | Meeting | 6 | General Facility Space Group | 601 | General Facility - Committee/Conference/Meeting room |  | Adequate | 2,314.39 | NO
Waite_WT08-Cereal Breeding Lab_Ground Floor_G3 _ Office | WT-WT08-01-G3 | WT08-01-G3-Office | Waite | WT | WT08 | Cereal Breeding Lab | 01 | Ground Floor | G3 | 141 | School of Agriculture, Food and Wine | 141 | School of Agriculture, Food and Wine | 15.4 | Office | 1 | Office Space Group | 101 | Office - Academic Staff |  | Adequate | 1,406.23 | NO
Waite_WT08-Cereal Breeding Lab_Ground Floor_G4 _ Office - Post Grad. | WT-WT08-01-G4 | WT08-01-G4-Office - Post Grad. | Waite | WT | WT08 | Cereal Breeding Lab | 01 | Ground Floor | G4 | 141 | School of Agriculture, Food and Wine | 141 | School of Agriculture, Food and Wine | 20.64 | Office - Post Grad. | 1 | Office Space Group | 103 | Office - Research Students |  | Adequate | 1,884.71 | NO
Waite_WT08-Cereal Breeding Lab_Ground Floor_G5 _ Office | WT-WT08-01-G5 | WT08-01-G5-Office | Waite | WT | WT08 | Cereal Breeding Lab | 01 | Ground Floor | G5 | 141 | School of Agriculture, Food and Wine | 141 | School of Agriculture, Food and Wine | 14.25 | Office | 1 | Office Space Group | 101 | Office - Academic Staff |  | Adequate | 1,301.22 | NO
Waite_WT08-Cereal Breeding Lab_Ground Floor_G6 _ Seed Preparation | WT-WT08-01-G6 | WT08-01-G6-Seed Preparation | Waite | WT | WT08 | Cereal Breeding Lab | 01 | Ground Floor | G6 | 141 | School of Agriculture, Food and Wine | 141 | School of Agriculture, Food and Wine | 87.87 | Seed Preparation | 4 | Ancillary Area Space Group | 401 | Ancillary Area - Laboratory Service and Preparation |  | Adequate | 7,060.87 | NO
Waite_WT08-Cereal Breeding Lab_Ground Floor_G7 _ Laboratory | WT-WT08-01-G7 | WT08-01-G7-Laboratory | Waite | WT | WT08 | Cereal Breeding Lab | 01 | Ground Floor | G7 | 141 | School of Agriculture, Food and Wine | 141 | School of Agriculture, Food and Wine | 52.25 | Laboratory | 3 | Specialist Teaching or Research Space Group | 312 | Laboratory - Research Only |  | Adequate | 6,345.60 | NO
Waite_WT08-Cereal Breeding Lab_Ground Floor_G8 _ Laboratory | WT-WT08-01-G8 | WT08-01-G8-Laboratory | Waite | WT | WT08 | Cereal Breeding Lab | 01 | Ground Floor | G8 | 141 | School of Agriculture, Food and Wine | 141 | School of Agriculture, Food and Wine | 32.42 | Laboratory | 3 | Specialist Teaching or Research Space Group | 312 | Laboratory - Research Only |  | Adequate | 3,937.31 | NO
Waite_WT08-Cereal Breeding Lab_Ground Floor_G8A _ Store | WT-WT08-01-G8A | WT08-01-G8A-Store | Waite | WT | WT08 | Cereal Breeding Lab | 01 | Ground Floor | G8A | 141 | School of Agriculture, Food and Wine | 141 | School of Agriculture, Food and Wine | 6.53 | Store | 4 | Ancillary Area Space Group | 419 | Ancillary Area - Store Room - Generic |  | Adequate | 524.72 | NO
Waite_WT08-Cereal Breeding Lab_Ground Floor_G8B _ Office | WT-WT08-01-G8B | WT08-01-G8B-Office | Waite | WT | WT08 | Cereal Breeding Lab | 01 | Ground Floor | G8B | 141 | School of Agriculture, Food and Wine | 141 | School of Agriculture, Food and Wine | 14.57 | Office | 1 | Office Space Group | 101 | Office - Academic Staff |  | Adequate | 1,330.44 | NO
Waite_WT08-Cereal Breeding Lab_Ground Floor_G9 _ Laboratory | WT-WT08-01-G9 | WT08-01-G9-Laboratory | Waite | WT | WT08 | Cereal Breeding Lab | 01 | Ground Floor | G9 | 141 | School of Agriculture, Food and Wine | 141 | School of Agriculture, Food and Wine | 67.33 | Laboratory | 3 | Specialist Teaching or Research Space Group | 312 | Laboratory - Research Only |  | Adequate | 8,177.02 | NO
Waite_WT08-Cereal Breeding Lab_Ground Floor_G9A _ Office | WT-WT08-01-G9A | WT08-01-G9A-Office | Waite | WT | WT08 | Cereal Breeding Lab | 01 | Ground Floor | G9A | 141 | School of Agriculture, Food and Wine | 141 | School of Agriculture, Food and Wine | 7.3 | Office | 1 | Office Space Group | 101 | Office - Academic Staff |  | Adequate | 666.59 | NO
Waite_WT08-Cereal Breeding Lab_Ground Floor_G9B _ Office | WT-WT08-01-G9B | WT08-01-G9B-Office | Waite | WT | WT08 | Cereal Breeding Lab | 01 | Ground Floor | G9B | 141 | School of Agriculture, Food and Wine | 141 | School of Agriculture, Food and Wine | 10.43 | Office | 1 | Office Space Group | 101 | Office - Academic Staff |  | Adequate | 952.40 | NO
Waite_WT08-Cereal Breeding Lab_Roof Level_100 _ Stair | WT-WT08-02-100 | WT08-02-100-Stair | Waite | WT | WT08 | Cereal Breeding Lab | 02 | Roof Level | 100 | 99939 | Unusable Spaces | 99939 | Unusable Spaces | 3.18 | Stair | 8 | Non Useable Floor Area Space Group | 805 | Non-usable - Circulation space |  | Unknown | 0.00 | NO
Waite_WT08-Cereal Breeding Lab_Roof Level_101 _ Storage Area | WT-WT08-02-101 | WT08-02-101-Storage Area | Waite | WT | WT08 | Cereal Breeding Lab | 02 | Roof Level | 101 | 141 | School of Agriculture, Food and Wine | 141 | School of Agriculture, Food and Wine | 96.34 | Storage Area | 4 | Ancillary Area Space Group | 419 | Ancillary Area - Store Room - Generic |  | Adequate | 7,741.48 | NO
Waite_WT09-CSIRO Building 1_Level One_1.01 _ Office | WT-WT09-01-1.01 | WT09-01-1.01-Office | Waite | WT | WT09 | CSIRO Building 1 | 01 | Level One | 1.01 | 99002 | Federal - CSIRO | 859 | Infrastructure | 10.92 | Office | 1 | Office Space Group | 101 | Office - Academic Staff |  | Unknown | 0.00 | NO
Waite_WT09-CSIRO Building 1_Level One_1.02 _ Office | WT-WT09-01-1.02 | WT09-01-1.02-Office | Waite | WT | WT09 | CSIRO Building 1 | 01 | Level One | 1.02 | 99002 | Federal - CSIRO | 859 | Infrastructure | 10.93 | Office | 1 | Office Space Group | 101 | Office - Academic Staff |  | Unknown | 0.00 | NO
Waite_WT09-CSIRO Building 1_Level One_1.03 _ Office | WT-WT09-01-1.03 | WT09-01-1.03-Office | Waite | WT | WT09 | CSIRO Building 1 | 01 | Level One | 1.03 | 99002 | Federal - CSIRO | 859 | Infrastructure | 11 | Office | 1 | Office Space Group | 101 | Office - Academic Staff |  | Unknown | 0.00 | NO
Waite_WT09-CSIRO Building 1_Level One_1.04 _ Kitchen | WT-WT09-01-1.04 | WT09-01-1.04-Kitchen | Waite | WT | WT09 | CSIRO Building 1 | 01 | Level One | 1.04 | 99002 | Federal - CSIRO | 859 | Infrastructure | 7.11 | Kitchen | 6 | General Facility Space Group | 608 | General Facility - Kitchen/Servery/Food Storage |  | Unknown | 0.00 | NO
Waite_WT09-CSIRO Building 1_Level One_1.05 _ Office | WT-WT09-01-1.05 | WT09-01-1.05-Office | Waite | WT | WT09 | CSIRO Building 1 | 01 | Level One | 1.05 | 99002 | Federal - CSIRO | 859 | Infrastructure | 12.84 | Office | 1 | Office Space Group | 101 | Office - Academic Staff |  | Unknown | 0.00 | NO
Waite_WT09-CSIRO Building 1_Level One_1.06 _ Office | WT-WT09-01-1.06 | WT09-01-1.06-Office | Waite | WT | WT09 | CSIRO Building 1 | 01 | Level One | 1.06 | 99002 | Federal - CSIRO | 859 | Infrastructure | 9.9 | Office | 1 | Office Space Group | 101 | Office - Academic Staff |  | Unknown | 0.00 | NO
Waite_WT09-CSIRO Building 1_Level One_1.07 _ Office | WT-WT09-01-1.07 | WT09-01-1.07-Office | Waite | WT | WT09 | CSIRO Building 1 | 01 | Level One | 1.07 | 99002 | Federal - CSIRO | 859 | Infrastructure | 15.6 | Office | 1 | Office Space Group | 101 | Office - Academic Staff |  | Unknown | 0.00 | NO
Waite_WT09-CSIRO Building 1_Level One_1.08 _ Office | WT-WT09-01-1.08 | WT09-01-1.08-Office | Waite | WT | WT09 | CSIRO Building 1 | 01 | Level One | 1.08 | 99002 | Federal - CSIRO | 859 | Infrastructure | 10.85 | Office | 1 | Office Space Group | 101 | Office - Academic Staff |  | Unknown | 0.00 | NO
Waite_WT09-CSIRO Building 1_Level One_1.09 _ Office | WT-WT09-01-1.09 | WT09-01-1.09-Office | Waite | WT | WT09 | CSIRO Building 1 | 01 | Level One | 1.09 | 99002 | Federal - CSIRO | 859 | Infrastructure | 11.1 | Office | 1 | Office Space Group | 101 | Office - Academic Staff |  | Unknown | 0.00 | NO
Waite_WT09-CSIRO Building 1_Level One_1.10 _ Office | WT-WT09-01-1.10 | WT09-01-1.10-Office | Waite | WT | WT09 | CSIRO Building 1 | 01 | Level One | 1.10 | 99002 | Federal - CSIRO | 859 | Infrastructure | 11.51 | Office | 1 | Office Space Group | 101 | Office - Academic Staff |  | Unknown | 0.00 | NO
Waite_WT09-CSIRO Building 1_Level One_1.11 _ Office - Research Support | WT-WT09-01-1.11 | WT09-01-1.11-Office - Research Support | Waite | WT | WT09 | CSIRO Building 1 | 01 | Level One | 1.11 | 99002 | Federal - CSIRO | 859 | Infrastructure | 12.39 | Office - Research Support | 1 | Office Space Group | 102 | Office - Research Staff |  | Unknown | 0.00 | NO
Waite_WT09-CSIRO Building 1_Level One_1.12 _ Office - Research Support | WT-WT09-01-1.12 | WT09-01-1.12-Office - Research Support | Waite | WT | WT09 | CSIRO Building 1 | 01 | Level One | 1.12 | 99002 | Federal - CSIRO | 859 | Infrastructure | 13.31 | Office - Research Support | 1 | Office Space Group | 102 | Office - Research Staff |  | Unknown | 0.00 | NO
Waite_WT09-CSIRO Building 1_Level One_1.13 _ Office - Research Support | WT-WT09-01-1.13 | WT09-01-1.13-Office - Research Support | Waite | WT | WT09 | CSIRO Building 1 | 01 | Level One | 1.13 | 99002 | Federal - CSIRO | 859 | Infrastructure | 16.27 | Office - Research Support | 1 | Office Space Group | 102 | Office - Research Staff |  | Unknown | 0.00 | NO
Waite_WT09-CSIRO Building 1_Level One_1.14 _ Reception | WT-WT09-01-1.14 | WT09-01-1.14-Reception | Waite | WT | WT09 | CSIRO Building 1 | 01 | Level One | 1.14 | 99002 | Federal - CSIRO | 859 | Infrastructure | 14.49 | Reception | 8 | Non Useable Floor Area Space Group | 805 | Non-usable - Circulation space |  | Unknown | 0.00 | NO
Waite_WT09-CSIRO Building 1_Level One_1.15 _ Office | WT-WT09-01-1.15 | WT09-01-1.15-Office | Waite | WT | WT09 | CSIRO Building 1 | 01 | Level One | 1.15 | 99002 | Federal - CSIRO | 859 | Infrastructure | 14.24 | Office | 1 | Office Space Group | 101 | Office - Academic Staff |  | Unknown | 0.00 | NO
Waite_WT09-CSIRO Building 1_Level One_1.16 _ Office | WT-WT09-01-1.16 | WT09-01-1.16-Office | Waite | WT | WT09 | CSIRO Building 1 | 01 | Level One | 1.16 | 99002 | Federal - CSIRO | 859 | Infrastructure | 28.64 | Office | 1 | Office Space Group | 101 | Office - Academic Staff |  | Unknown | 0.00 | NO
Waite_WT09-CSIRO Building 1_Level One_1.18 _ Office | WT-WT09-01-1.18 | WT09-01-1.18-Office | Waite | WT | WT09 | CSIRO Building 1 | 01 | Level One | 1.18 | 99002 | Federal - CSIRO | 859 | Infrastructure | 26.69 | Office | 1 | Office Space Group | 101 | Office - Academic Staff |  | Unknown | 0.00 | NO
Waite_WT09-CSIRO Building 1_Level One_1.19 _ Seminar - Large | WT-WT09-01-1.19 | WT09-01-1.19-Seminar - Large | Waite | WT | WT09 | CSIRO Building 1 | 01 | Level One | 1.19 | 99002 | Federal - CSIRO | 859 | Infrastructure | 83.58 | Seminar - Large | 2 | Teaching Space Group | 204 | Lecture/Seminar/Tutorial (>70 seats) Flat Floor |  | Unknown | 0.00 | NO
Waite_WT09-CSIRO Building 1_Level One_1.20 _ Office | WT-WT09-01-1.20 | WT09-01-1.20-Office | Waite | WT | WT09 | CSIRO Building 1 | 01 | Level One | 1.20 | 99002 | Federal - CSIRO | 859 | Infrastructure | 32.15 | Office | 1 | Office Space Group | 101 | Office - Academic Staff |  | Unknown | 0.00 | NO
Waite_WT09-CSIRO Building 1_Level One_1.21 _ Utility Room | WT-WT09-01-1.21 | WT09-01-1.21-Utility Room | Waite | WT | WT09 | CSIRO Building 1 | 01 | Level One | 1.21 | 99002 | Federal - CSIRO | 859 | Infrastructure | 8.11 | Utility Room | 1 | Office Space Group | 101 | Office - Academic Staff |  | Unknown | 0.00 | NO
Waite_WT09-CSIRO Building 1_Level One_1.22 _ Computers | WT-WT09-01-1.22 | WT09-01-1.22-Computers | Waite | WT | WT09 | CSIRO Building 1 | 01 | Level One | 1.22 | 99002 | Federal - CSIRO | 859 | Infrastructure | 5.05 | Computers | 3 | Specialist Teaching or Research Space Group | 310 | Laboratory - Computing - Open Access |  | Unknown | 0.00 | NO
Waite_WT09-CSIRO Building 1_Level One_1.23 _ Corr. | WT-WT09-01-1.23 | WT09-01-1.23-Corr. | Waite | WT | WT09 | CSIRO Building 1 | 01 | Level One | 1.23 | 99939 | Unusable Spaces | 99939 | Unusable Spaces | 102.39 | Corr. | 8 | Non Useable Floor Area Space Group | 805 | Non-usable - Circulation space |  | Unknown | 0.00 | NO
Waite_WT09-CSIRO Building 1_Level One_1.25 _ Foyer | WT-WT09-01-1.25 | WT09-01-1.25-Foyer | Waite | WT | WT09 | CSIRO Building 1 | 01 | Level One | 1.25 | 99939 | Unusable Spaces | 99939 | Unusable Spaces | 7.6 | Foyer | 8 | Non Useable Floor Area Space Group | 805 | Non-usable - Circulation space |  | Unknown | 0.00 | NO
Waite_WT09-CSIRO Building 1_Level One_1.25A _ Service Cupboard A | WT-WT09-01-1.25A | WT09-01-1.25A-Service Cupboard A | Waite | WT | WT09 | CSIRO Building 1 | 01 | Level One | 1.25A | 99939 | Unusable Spaces | 99939 | Unusable Spaces | 0.27 | Service Cupboard A | 4 | Ancillary Area Space Group | 419 | Ancillary Area - Store Room - Generic |  | Unknown | 0.00 | NO
Waite_WT09-CSIRO Building 1_Level One_1.25B _ Service Cupboard B | WT-WT09-01-1.25B | WT09-01-1.25B-Service Cupboard B | Waite | WT | WT09 | CSIRO Building 1 | 01 | Level One | 1.25B | 99939 | Unusable Spaces | 99939 | Unusable Spaces | 0.27 | Service Cupboard B | 4 | Ancillary Area Space Group | 419 | Ancillary Area - Store Room - Generic |  | Unknown | 0.00 | NO
Waite_WT09-CSIRO Building 1_Level One_1.25C _ Service Cupboard C | WT-WT09-01-1.25C | WT09-01-1.25C-Service Cupboard C | Waite | WT | WT09 | CSIRO Building 1 | 01 | Level One | 1.25C | 99939 | Unusable Spaces | 99939 | Unusable Spaces | 0.27 | Service Cupboard C | 4 | Ancillary Area Space Group | 419 | Ancillary Area - Store Room - Generic |  | Unknown | 0.00 | NO
Waite_WT09-CSIRO Building 1_Level One_1.27 _ Office - Research Support | WT-WT09-01-1.27 | WT09-01-1.27-Office - Research Support | Waite | WT | WT09 | CSIRO Building 1 | 01 | Level One | 1.27 | 99002 | Federal - CSIRO | 859 | Infrastructure | 10.21 | Office - Research Support | 1 | Office Space Group | 102 | Office - Research Staff |  | Unknown | 0.00 | NO
Waite_WT09-CSIRO Building 1_Level One_1.27A _ Corr. | WT-WT09-01-1.27A | WT09-01-1.27A-Corr. | Waite | WT | WT09 | CSIRO Building 1 | 01 | Level One | 1.27A | 99939 | Unusable Spaces | 99939 | Unusable Spaces | 3.05 | Corr. | 8 | Non Useable Floor Area Space Group | 805 | Non-usable - Circulation space |  | Unknown | 0.00 | NO
Waite_WT09-CSIRO Building 1_Level One_1.28 _ Office - Research Support | WT-WT09-01-1.28 | WT09-01-1.28-Office - Research Support | Waite | WT | WT09 | CSIRO Building 1 | 01 | Level One | 1.28 | 99002 | Federal - CSIRO | 859 | Infrastructure | 12.68 | Office - Research Support | 1 | Office Space Group | 102 | Office - Research Staff |  | Unknown | 0.00 | NO
Waite_WT09-CSIRO Building 1_Level One_1.29 _ WC - F | WT-WT09-01-1.29 | WT09-01-1.29-WC - F | Waite | WT | WT09 | CSIRO Building 1 | 01 | Level One | 1.29 | 99939 | Unusable Spaces | 99939 | Unusable Spaces | 5.24 | WC - F | 8 | Non Useable Floor Area Space Group | 820 | Non-usable - Toilets/Amenities - Female |  | Unknown | 0.00 | NO
Waite_WT09-CSIRO Building 1_Level One_1.30 _ Ante Room | WT-WT09-01-1.30 | WT09-01-1.30-Ante Room | Waite | WT | WT09 | CSIRO Building 1 | 01 | Level One | 1.30 | 99939 | Unusable Spaces | 99939 | Unusable Spaces | 9.49 | Ante Room | 8 | Non Useable Floor Area Space Group | 805 | Non-usable - Circulation space |  | Unknown | 0.00 | NO
Waite_WT09-CSIRO Building 1_Level One_1.31 _ WC - M | WT-WT09-01-1.31 | WT09-01-1.31-WC - M | Waite | WT | WT09 | CSIRO Building 1 | 01 | Level One | 1.31 | 99939 | Unusable Spaces | 99939 | Unusable Spaces | 9.31 | WC - M | 8 | Non Useable Floor Area Space Group | 821 | Non-usable - Toilets/Amenities - Male |  | Unknown | 0.00 | NO
Waite_WT09-CSIRO Building 1_Level One_1.32 _ Cleaner | WT-WT09-01-1.32 | WT09-01-1.32-Cleaner | Waite | WT | WT09 | CSIRO Building 1 | 01 | Level One | 1.32 | 99939 | Unusable Spaces | 99939 | Unusable Spaces | 3.12 | Cleaner | 8 | Non Useable Floor Area Space Group | 806 | Non-usable - Cleaners room |  | Unknown | 0.00 | NO
Waite_WT09-CSIRO Building 1_Level One_1.33 _ A/L | WT-WT09-01-1.33 | WT09-01-1.33-A/L | Waite | WT | WT09 | CSIRO Building 1 | 01 | Level One | 1.33 | 99939 | Unusable Spaces | 99939 | Unusable Spaces | 2.28 | A/L | 8 | Non Useable Floor Area Space Group | 835 | Non-usable - Toilets/Amenities - Other |  | Unknown | 0.00 | NO
Waite_WT09-CSIRO Building 1_Level One_1.34 _ Office | WT-WT09-01-1.34 | WT09-01-1.34-Office | Waite | WT | WT09 | CSIRO Building 1 | 01 | Level One | 1.34 | 99002 | Federal - CSIRO | 859 | Infrastructure | 9.6 | Office | 1 | Office Space Group | 101 | Office - Academic Staff |  | Unknown | 0.00 | NO
Waite_WT09-CSIRO Building 1_Level One_1.35 _ Office | WT-WT09-01-1.35 | WT09-01-1.35-Office | Waite | WT | WT09 | CSIRO Building 1 | 01 | Level One | 1.35 | 99002 | Federal - CSIRO | 859 | Infrastructure | 18 | Office | 1 | Office Space Group | 101 | Office - Academic Staff |  | Unknown | 0.00 | NO
Waite_WT09-CSIRO Building 1_Level One_1.36 _ Office | WT-WT09-01-1.36 | WT09-01-1.36-Office | Waite | WT | WT09 | CSIRO Building 1 | 01 | Level One | 1.36 | 99002 | Federal - CSIRO | 859 | Infrastructure | 32.21 | Office | 1 | Office Space Group | 101 | Office - Academic Staff |  | Unknown | 0.00 | NO
Waite_WT09-CSIRO Building 1_Level One_1.37 _ Office | WT-WT09-01-1.37 | WT09-01-1.37-Office | Waite | WT | WT09 | CSIRO Building 1 | 01 | Level One | 1.37 | 99002 | Federal - CSIRO | 859 | Infrastructure | 7.07 | Office | 1 | Office Space Group | 101 | Office - Academic Staff |  | Unknown | 0.00 | NO
Waite_WT09-CSIRO Building 1_Level One_1.38 _ Office | WT-WT09-01-1.38 | WT09-01-1.38-Office | Waite | WT | WT09 | CSIRO Building 1 | 01 | Level One | 1.38 | 99002 | Federal - CSIRO | 859 | Infrastructure | 7.08 | Office | 1 | Office Space Group | 101 | Office - Academic Staff |  | Unknown | 0.00 | NO
Waite_WT09-CSIRO Building 1_Level One_1.39 _ Office | WT-WT09-01-1.39 | WT09-01-1.39-Office | Waite | WT | WT09 | CSIRO Building 1 | 01 | Level One | 1.39 | 99002 | Federal - CSIRO | 859 | Infrastructure | 10.88 | Office | 1 | Office Space Group | 101 | Office - Academic Staff |  | Unknown | 0.00 | NO
Waite_WT09-CSIRO Building 1_Level One_1.40 _ Office | WT-WT09-01-1.40 | WT09-01-1.40-Office | Waite | WT | WT09 | CSIRO Building 1 | 01 | Level One | 1.40 | 99002 | Federal - CSIRO | 859 | Infrastructure | 8.8 | Office | 1 | Office Space Group | 101 | Office - Academic Staff |  | Unknown | 0.00 | NO
Waite_WT09-CSIRO Building 1_Level One_1.41 _ Office | WT-WT09-01-1.41 | WT09-01-1.41-Office | Waite | WT | WT09 | CSIRO Building 1 | 01 | Level One | 1.41 | 99002 | Federal - CSIRO | 859 | Infrastructure | 10.11 | Office | 1 | Office Space Group | 101 | Office - Academic Staff |  | Unknown | 0.00 | NO
Waite_WT09-CSIRO Building 1_Level One_1.41A _ Service Cupboard | WT-WT09-01-1.41A | WT09-01-1.41A-Service Cupboard | Waite | WT | WT09 | CSIRO Building 1 | 01 | Level One | 1.41A | 99939 | Unusable Spaces | 99939 | Unusable Spaces | 1.32 | Service Cupboard | 4 | Ancillary Area Space Group | 419 | Ancillary Area - Store Room - Generic |  | Unknown | 0.00 | NO
Waite_WT09-CSIRO Building 1_Level One_1.42 _ Records Store | WT-WT09-01-1.42 | WT09-01-1.42-Records Store | Waite | WT | WT09 | CSIRO Building 1 | 01 | Level One | 1.42 | 99002 | Federal - CSIRO | 859 | Infrastructure | 10.92 | Records Store | 4 | Ancillary Area Space Group | 419 | Ancillary Area - Store Room - Generic |  | Unknown | 0.00 | NO
Waite_WT09-CSIRO Building 1_Level One_1.43 _ Boardroom - Small | WT-WT09-01-1.43 | WT09-01-1.43-Boardroom - Small | Waite | WT | WT09 | CSIRO Building 1 | 01 | Level One | 1.43 | 99002 | Federal - CSIRO | 859 | Infrastructure | 19.44 | Boardroom - Small | 6 | General Facility Space Group | 601 | General Facility - Committee/Conference/Meeting room |  | Unknown | 0.00 | NO
Waite_WT09-CSIRO Building 1_Level One_1.44 _ Office - shared | WT-WT09-01-1.44 | WT09-01-1.44-Office - shared | Waite | WT | WT09 | CSIRO Building 1 | 01 | Level One | 1.44 | 99002 | Federal - CSIRO | 859 | Infrastructure | 482.77 | Office - shared | 1 | Office Space Group | 101 | Office - Academic Staff |  | Unknown | 0.00 | NO
Waite_WT09-CSIRO Building 1_Level One_1.45 _ Office - shared | WT-WT09-01-1.45 | WT09-01-1.45-Office - shared | Waite | WT | WT09 | CSIRO Building 1 | 01 | Level One | 1.45 | 99002 | Federal - CSIRO | 859 | Infrastructure | 15 | Office - shared | 4 | Ancillary Area Space Group | 419 | Ancillary Area - Store Room - Generic |  | Unknown | 0.00 | NO
Waite_WT09-CSIRO Building 1_Level One_1.46 _ Office - shared | WT-WT09-01-1.46 | WT09-01-1.46-Office - shared | Waite | WT | WT09 | CSIRO Building 1 | 01 | Level One | 1.46 | 99002 | Federal - CSIRO | 859 | Infrastructure | 13.85 | Office - shared | 1 | Office Space Group | 101 | Office - Academic Staff |  | Unknown | 0.00 | NO
Waite_WT09-CSIRO Building 1_Level One_1.47 _ Wet Lab Biohazard (S | WT-WT09-01-1.47 | WT09-01-1.47-Wet Lab Biohazard (S | Waite | WT | WT09 | CSIRO Building 1 | 01 | Level One | 1.47 | 99002 | Federal - CSIRO | 859 | Infrastructure | 14.87 | Wet Lab Biohazard (S | 3 | Specialist Teaching or Research Space Group | 300 | Laboratory - Specialist teaching and research - type not defined |  | Unknown | 0.00 | NO
Waite_WT09-CSIRO Building 1_Level One_1.48 _ Office - shared | WT-WT09-01-1.48 | WT09-01-1.48-Office - shared | Waite | WT | WT09 | CSIRO Building 1 | 01 | Level One | 1.48 | 99002 | Federal - CSIRO | 859 | Infrastructure | 63.32 | Office - shared | 1 | Office Space Group | 101 | Office - Academic Staff |  | Unknown | 0.00 | NO
Waite_WT09-CSIRO Building 1_Level One_1.49 _ Office - shared | WT-WT09-01-1.49 | WT09-01-1.49-Office - shared | Waite | WT | WT09 | CSIRO Building 1 | 01 | Level One | 1.49 | 99002 | Federal - CSIRO | 859 | Infrastructure | 17.52 | Office - shared | 1 | Office Space Group | 101 | Office - Academic Staff |  | Unknown | 0.00 | NO
Waite_WT09-CSIRO Building 1_Level One_1.50 _ Office - shared | WT-WT09-01-1.50 | WT09-01-1.50-Office - shared | Waite | WT | WT09 | CSIRO Building 1 | 01 | Level One | 1.50 | 99002 | Federal - CSIRO | 859 | Infrastructure | 17.22 | Office - shared | 1 | Office Space Group | 101 | Office - Academic Staff |  | Unknown | 0.00 | NO
Waite_WT09-CSIRO Building 1_Level One_1.51 _ Office | WT-WT09-01-1.51 | WT09-01-1.51-Office | Waite | WT | WT09 | CSIRO Building 1 | 01 | Level One | 1.51 | 99002 | Federal - CSIRO | 859 | Infrastructure | 24.25 | Office | 1 | Office Space Group | 101 | Office - Academic Staff |  | Unknown | 0.00 | NO
Waite_WT09-CSIRO Building 1_Level One_1.52 _ Photocopy | WT-WT09-01-1.52 | WT09-01-1.52-Photocopy | Waite | WT | WT09 | CSIRO Building 1 | 01 | Level One | 1.52 | 99002 | Federal - CSIRO | 859 | Infrastructure | 19.84 | Photocopy | 6 | General Facility Space Group | 603 | General Facility - Resource room |  | Unknown | 0.00 | NO
Waite_WT09-CSIRO Building 1_Level One_1.53 _ Office | WT-WT09-01-1.53 | WT09-01-1.53-Office | Waite | WT | WT09 | CSIRO Building 1 | 01 | Level One | 1.53 | 99002 | Federal - CSIRO | 859 | Infrastructure | 19.87 | Office | 1 | Office Space Group | 101 | Office - Academic Staff |  | Unknown | 0.00 | NO
Waite_WT09-CSIRO Building 1_Level One_1.54 _ Kitchen - shared | WT-WT09-01-1.54 | WT09-01-1.54-Kitchen - shared | Waite | WT | WT09 | CSIRO Building 1 | 01 | Level One | 1.54 | 99002 | Federal - CSIRO | 859 | Infrastructure | 4.35 | Kitchen - shared | 6 | General Facility Space Group | 608 | General Facility - Kitchen/Servery/Food Storage |  | Unknown | 0.00 | NO
Waite_WT09-CSIRO Building 1_Level One_1.55 _ Boardroom - Large | WT-WT09-01-1.55 | WT09-01-1.55-Boardroom - Large | Waite | WT | WT09 | CSIRO Building 1 | 01 | Level One | 1.55 | 99002 | Federal - CSIRO | 859 | Infrastructure | 47.35 | Boardroom - Large | 6 | General Facility Space Group | 601 | General Facility - Committee/Conference/Meeting room |  | Unknown | 0.00 | NO
Waite_WT09-CSIRO Building 1_Level One_1.56 _ Reception (Shared PI | WT-WT09-01-1.56 | WT09-01-1.56-Reception (Shared PI | Waite | WT | WT09 | CSIRO Building 1 | 01 | Level One | 1.56 | 99002 | Federal - CSIRO | 859 | Infrastructure | 69.97 | Reception (Shared PI | 8 | Non Useable Floor Area Space Group | 805 | Non-usable - Circulation space |  | Unknown | 0.00 | NO
Waite_WT09-CSIRO Building 1_Level One_1.56A _ Waiting Room (Shared | WT-WT09-01-1.56A | WT09-01-1.56A-Waiting Room (Shared | Waite | WT | WT09 | CSIRO Building 1 | 01 | Level One | 1.56A | 99002 | Federal - CSIRO | 859 | Infrastructure | 7.71 | Waiting Room (Shared | 8 | Non Useable Floor Area Space Group | 805 | Non-usable - Circulation space |  | Unknown | 0.00 | NO
Waite_WT09-CSIRO Building 1_Level One_1.57 _ Corr. | WT-WT09-01-1.57 | WT09-01-1.57-Corr. | Waite | WT | WT09 | CSIRO Building 1 | 01 | Level One | 1.57 | 99939 | Unusable Spaces | 99939 | Unusable Spaces | 85.15 | Corr. | 8 | Non Useable Floor Area Space Group | 805 | Non-usable - Circulation space |  | Unknown | 0.00 | NO
Waite_WT09-CSIRO Building 1_Level One_1.57A _ Service Cupboard 2 | WT-WT09-01-1.57A | WT09-01-1.57A-Service Cupboard 2 | Waite | WT | WT09 | CSIRO Building 1 | 01 | Level One | 1.57A | 99939 | Unusable Spaces | 99939 | Unusable Spaces | 0.68 | Service Cupboard 2 | 4 | Ancillary Area Space Group | 419 | Ancillary Area - Store Room - Generic |  | Unknown | 0.00 | NO
Waite_WT09-CSIRO Building 1_Level One_1.57B _ Service Cupboard 3 | WT-WT09-01-1.57B | WT09-01-1.57B-Service Cupboard 3 | Waite | WT | WT09 | CSIRO Building 1 | 01 | Level One | 1.57B | 99939 | Unusable Spaces | 99939 | Unusable Spaces | 0.68 | Service Cupboard 3 | 4 | Ancillary Area Space Group | 419 | Ancillary Area - Store Room - Generic |  | Unknown | 0.00 | NO
Waite_WT09-CSIRO Building 1_Level One_1.57C _ Service Cupboard 4 | WT-WT09-01-1.57C | WT09-01-1.57C-Service Cupboard 4 | Waite | WT | WT09 | CSIRO Building 1 | 01 | Level One | 1.57C | 99939 | Unusable Spaces | 99939 | Unusable Spaces | 0.35 | Service Cupboard 4 | 4 | Ancillary Area Space Group | 419 | Ancillary Area - Store Room - Generic |  | Unknown | 0.00 | NO
Waite_WT09-CSIRO Building 1_Level One_1.58 _ Corr. | WT-WT09-01-1.58 | WT09-01-1.58-Corr. | Waite | WT | WT09 | CSIRO Building 1 | 01 | Level One | 1.58 | 99939 | Unusable Spaces | 99939 | Unusable Spaces | 15.87 | Corr. | 8 | Non Useable Floor Area Space Group | 805 | Non-usable - Circulation space |  | Unknown | 0.00 | NO
Waite_WT10-CSIRO Building 2_Level One_PW1 _ Laboratory | WT-WT10-01-PW1 | WT10-01-PW1-Laboratory | Waite | WT | WT10 | CSIRO Building 2 | 01 | Level One | PW1 | 99002 | Federal - CSIRO | 859 | Infrastructure | 41.89 | Laboratory | 3 | Specialist Teaching or Research Space Group | 300 | Laboratory - Specialist teaching and research - type not defined |  | Unknown | 0.00 | NO
Waite_WT10-CSIRO Building 2_Level One_PW2 _ Office | WT-WT10-01-PW2 | WT10-01-PW2-Office | Waite | WT | WT10 | CSIRO Building 2 | 01 | Level One | PW2 | 99002 | Federal - CSIRO | 859 | Infrastructure | 11.44 | Office | 1 | Office Space Group | 100 | Office - Specific type not defined |  | Unknown | 0.00 | NO
Waite_WT10-CSIRO Building 2_Level One_PW3 _ Store | WT-WT10-01-PW3 | WT10-01-PW3-Store | Waite | WT | WT10 | CSIRO Building 2 | 01 | Level One | PW3 | 99002 | Federal - CSIRO | 859 | Infrastructure | 7.4 | Store | 4 | Ancillary Area Space Group | 419 | Ancillary Area - Store Room - Generic |  | Unknown | 0.00 | NO
Waite_WT100-Claremont House Garage_Ground Floor_G1 _ Garage | WT-WT100-GN-G1 | WT100-GN-G1-Garage | Waite | WT | WT100 | Claremont House Garage | GN | Ground Floor | G1 | 99939 | Unusable Spaces | 99939 | Unusable Spaces | 32.39 | Garage | 8 | Non Useable Floor Area Space Group | 807 | Non-usable - Garage/Loading bay |  | Unknown | 0.00 | NO
Waite_WT101-Irrigation Shed_Ground Floor_G1 _ Pump Shed | WT-WT101-GN-G1 | WT101-GN-G1-Pump Shed | Waite | WT | WT101 | Irrigation Shed | GN | Ground Floor | G1 | 99939 | Unusable Spaces | 99939 | Unusable Spaces | 5.76 | Pump Shed | 8 | Non Useable Floor Area Space Group | 811 | Non-usable - Plant room other |  | Unknown | 0.00 | NO
Waite_WT102-Orchard - Birdproof Enclosure_Ground Floor_G00 _ Birdproof Enclosure | WT-WT102-GN-G00 | WT102-GN-G00-Birdproof Enclosure | Waite | WT | WT102 | Orchard - Birdproof Enclosure | GN | Ground Floor | G00 | 99939 | Unusable Spaces | 99939 | Unusable Spaces | 399.97 | Birdproof Enclosure | 4 | Ancillary Area Space Group | 407 | Ancillary Area - Glasshouse/Greenhouse |  | Unknown | 0.00 | NO
Waite_WT102-Orchard - Birdproof Enclosure_Ground Floor_G01 _ Poly Tunnel - 1 | WT-WT102-GN-G01 | WT102-GN-G01-Poly Tunnel - 1 | Waite | WT | WT102 | Orchard - Birdproof Enclosure | GN | Ground Floor | G01 | 99939 | Unusable Spaces | 99939 | Unusable Spaces | 100 | Poly Tunnel - 1 | 4 | Ancillary Area Space Group | 407 | Ancillary Area - Glasshouse/Greenhouse |  | Unknown | 0.00 | NO
Waite_WT102-Orchard - Birdproof Enclosure_Ground Floor_G02 _ Poly Tunnel - 2 | WT-WT102-GN-G02 | WT102-GN-G02-Poly Tunnel - 2 | Waite | WT | WT102 | Orchard - Birdproof Enclosure | GN | Ground Floor | G02 | 99939 | Unusable Spaces | 99939 | Unusable Spaces | 100 | Poly Tunnel - 2 | 4 | Ancillary Area Space Group | 407 | Ancillary Area - Glasshouse/Greenhouse |  | Unknown | 0.00 | NO
Waite_WT102-Orchard - Birdproof Enclosure_Ground Floor_G03 _ Poly Tunnel - 3 | WT-WT102-GN-G03 | WT102-GN-G03-Poly Tunnel - 3 | Waite | WT | WT102 | Orchard - Birdproof Enclosure | GN | Ground Floor | G03 | 99939 | Unusable Spaces | 99939 | Unusable Spaces | 100 | Poly Tunnel - 3 | 4 | Ancillary Area Space Group | 407 | Ancillary Area - Glasshouse/Greenhouse |  | Unknown | 0.00 | NO
Waite_WT102-Orchard - Birdproof Enclosure_Ground Floor_G04 _ Poly Tunnel - 4 | WT-WT102-GN-G04 | WT102-GN-G04-Poly Tunnel - 4 | Waite | WT | WT102 | Orchard - Birdproof Enclosure | GN | Ground Floor | G04 | 99939 | Unusable Spaces | 99939 | Unusable Spaces | 100 | Poly Tunnel - 4 | 4 | Ancillary Area Space Group | 407 | Ancillary Area - Glasshouse/Greenhouse |  | Unknown | 0.00 | NO
Waite_WT103-Eric Crawford Pasture Enclosure_Ground Floor_G1 _ Birdproof Enclosure | WT-WT103-GN-G1 | WT103-GN-G1-Birdproof Enclosure | Waite | WT | WT103 | Eric Crawford Pasture Enclosure | GN | Ground Floor | G1 | 99939 | Unusable Spaces | 99939 | Unusable Spaces | 11193 | Birdproof Enclosure | 4 | Ancillary Area Space Group | 407 | Ancillary Area - Glasshouse/Greenhouse |  | Unknown | 0.00 | NO
Waite_WT104-Birdproof Enclosure - Southern_Ground Floor_G1 _ Birdproof Enclosure | WT-WT104-GN-G1 | WT104-GN-G1-Birdproof Enclosure | Waite | WT | WT104 | Birdproof Enclosure - Southern | GN | Ground Floor | G1 | 99939 | Unusable Spaces | 99939 | Unusable Spaces | 5241.25 | Birdproof Enclosure | 4 | Ancillary Area Space Group | 407 | Ancillary Area - Glasshouse/Greenhouse |  | Unknown | 0.00 | NO
Waite_WT105-Pump Shed - Alverstoke Orchard Bore_Ground Floor_G1 _ Shed | WT-WT105-GN-G1 | WT105-GN-G1-Shed | Waite | WT | WT105 | Pump Shed - Alverstoke Orchard Bore | GN | Ground Floor | G1 | 99939 | Unusable Spaces | 99939 | Unusable Spaces | 8.41 | Shed | 4 | Ancillary Area Space Group | 419 | Ancillary Area - Store Room - Generic |  | Unknown | 0.00 | NO
Waite_WT107-CSIRO Implement Shed_Ground Floor_G00 _ Vehicle Apron | WT-WT107-GN-G00 | WT107-GN-G00-Vehicle Apron | Waite | WT | WT107 | CSIRO Implement Shed | GN | Ground Floor | G00 | 99002 | Federal - CSIRO | 859 | Infrastructure | 139.97 | Vehicle Apron | 8 | Non Useable Floor Area Space Group | 804 | Non-usable - Car park < 50% of building - Not usable TEFMA |  | Unknown | 0.00 | NO
Waite_WT107-CSIRO Implement Shed_Ground Floor_G01 _ Workshop | WT-WT107-GN-G01 | WT107-GN-G01-Workshop | Waite | WT | WT107 | CSIRO Implement Shed | GN | Ground Floor | G01 | 99002 | Federal - CSIRO | 859 | Infrastructure | 18.79 | Workshop | 4 | Ancillary Area Space Group | 403 | Ancillary Area - Workshop |  | Excellent | 2,219.53 | NO
Waite_WT107-CSIRO Implement Shed_Ground Floor_G02 _ Workshop | WT-WT107-GN-G02 | WT107-GN-G02-Workshop | Waite | WT | WT107 | CSIRO Implement Shed | GN | Ground Floor | G02 | 99002 | Federal - CSIRO | 859 | Infrastructure | 18.68 | Workshop | 4 | Ancillary Area Space Group | 403 | Ancillary Area - Workshop |  | Excellent | 2,206.54 | NO
Waite_WT107-CSIRO Implement Shed_Ground Floor_G03 _ Store | WT-WT107-GN-G03 | WT107-GN-G03-Store | Waite | WT | WT107 | CSIRO Implement Shed | GN | Ground Floor | G03 | 99002 | Federal - CSIRO | 859 | Infrastructure | 113.33 | Store | 4 | Ancillary Area Space Group | 419 | Ancillary Area - Store Room - Generic |  | Excellent | 13,386.89 | NO
Waite_WT108-Birdproof Enclosure - Northern_Ground Floor_G01 _ Birdproof Enclosure | WT-WT108-GN-G01 | WT108-GN-G01-Birdproof Enclosure | Waite | WT | WT108 | Birdproof Enclosure - Northern | GN | Ground Floor | G01 | 99939 | Unusable Spaces | 99939 | Unusable Spaces | 8645 | Birdproof Enclosure | 4 | Ancillary Area Space Group | 407 | Ancillary Area - Glasshouse/Greenhouse |  | Unknown | 0.00 | NO
Waite_WT109-TERN Shed_Ground Floor_G01 _ Store - Main | WT-WT109-01-G01 | WT109-01-G01-Store - Main | Waite | WT | WT109 | TERN Shed | 01 | Ground Floor | G01 | 121 | Sciences Faculty Office | 121 | Sciences Faculty Administration | 251.26 | Store - Main | 4 | Ancillary Area Space Group | 419 | Ancillary Area - Store Room - Generic |  | Excellent | 0.00 | NO
Waite_WT109-TERN Shed_Ground Floor_G01A _ Circulation - Vehicle | WT-WT109-01-G01A | WT109-01-G01A-Circulation - Vehicle | Waite | WT | WT109 | TERN Shed | 01 | Ground Floor | G01A | 99939 | Unusable Spaces | 99939 | Unusable Spaces | 118 | Circulation - Vehicle | 8 | Non Useable Floor Area Space Group | 805 | Non-usable - Circulation space |  | Excellent | 0.00 | NO
Waite_WT109-TERN Shed_Ground Floor_G02 _ Store | WT-WT109-01-G02 | WT109-01-G02-Store | Waite | WT | WT109 | TERN Shed | 01 | Ground Floor | G02 | 121 | Sciences Faculty Office | 121 | Sciences Faculty Administration | 13.68 | Store | 4 | Ancillary Area Space Group | 419 | Ancillary Area - Store Room - Generic |  | Excellent | 0.00 | NO
Waite_WT109-TERN Shed_Ground Floor_G03 _ Store | WT-WT109-01-G03 | WT109-01-G03-Store | Waite | WT | WT109 | TERN Shed | 01 | Ground Floor | G03 | 121 | Sciences Faculty Office | 121 | Sciences Faculty Administration | 121 | Store | 4 | Ancillary Area Space Group | 419 | Ancillary Area - Store Room - Generic |  | Excellent | 0.00 | NO
Waite_WT109-TERN Shed_Ground Floor_G04 _ Office | WT-WT109-01-G04 | WT109-01-G04-Office | Waite | WT | WT109 | TERN Shed | 01 | Ground Floor | G04 | 121 | Sciences Faculty Office | 121 | Sciences Faculty Administration | 12.96 | Office | 1 | Office Space Group | 102 | Office - Research Staff |  | Excellent | 0.00 | NO
Waite_WT11-Children's Centre_Ground Floor_G1 _ Office | WT-WT11-01-G1 | WT11-01-G1-Office | Waite | WT | WT11 | Children's Centre | 01 | Ground Floor | G1 | 99200 | Commercial - Adelaide Campus Childrens Centre | 859 | Infrastructure | 14.48 | Office | 1 | Office Space Group | 108 | Office - Professional/General Staff |  | Good | 1,652.77 | NO
Waite_WT11-Children's Centre_Ground Floor_G10 _ Sleep 2 | WT-WT11-01-G10 | WT11-01-G10-Sleep 2 | Waite | WT | WT11 | Children's Centre | 01 | Ground Floor | G10 | 99200 | Commercial - Adelaide Campus Childrens Centre | 859 | Infrastructure | 10.53 | Sleep 2 | 6 | General Facility Space Group | 617 | General Facility - Child Care Facility |  | Good | 1,346.14 | NO
Waite_WT11-Children's Centre_Ground Floor_G11 _ Baby Play Room | WT-WT11-01-G11 | WT11-01-G11-Baby Play Room | Waite | WT | WT11 | Children's Centre | 01 | Ground Floor | G11 | 99200 | Commercial - Adelaide Campus Childrens Centre | 859 | Infrastructure | 52.55 | Baby Play Room | 6 | General Facility Space Group | 617 | General Facility - Child Care Facility |  | Good | 6,717.93 | NO
Waite_WT11-Children's Centre_Ground Floor_G12 _ Nappy Change / WC | WT-WT11-01-G12 | WT11-01-G12-Nappy Change / WC | Waite | WT | WT11 | Children's Centre | 01 | Ground Floor | G12 | 99200 | Commercial - Adelaide Campus Childrens Centre | 859 | Infrastructure | 18.12 | Nappy Change / WC | 6 | General Facility Space Group | 617 | General Facility - Child Care Facility |  | Good | 2,316.44 | NO
Waite_WT11-Children's Centre_Ground Floor_G12A _ Pantry | WT-WT11-01-G12A | WT11-01-G12A-Pantry | Waite | WT | WT11 | Children's Centre | 01 | Ground Floor | G12A | 99200 | Commercial - Adelaide Campus Childrens Centre | 859 | Infrastructure | 2.91 | Pantry | 6 | General Facility Space Group | 608 | General Facility - Kitchen/Servery/Food Storage |  | Good | 372.01 | NO
Waite_WT11-Children's Centre_Ground Floor_G13 _ WC - Toddler | WT-WT11-01-G13 | WT11-01-G13-WC - Toddler | Waite | WT | WT11 | Children's Centre | 01 | Ground Floor | G13 | 99200 | Commercial - Adelaide Campus Childrens Centre | 859 | Infrastructure | 7.11 | WC - Toddler | 8 | Non Useable Floor Area Space Group | 835 | Non-usable - Toilets/Amenities - Other |  | Good | 0.00 | NO
Waite_WT11-Children's Centre_Ground Floor_G14 _ Kitchen | WT-WT11-01-G14 | WT11-01-G14-Kitchen | Waite | WT | WT11 | Children's Centre | 01 | Ground Floor | G14 | 99200 | Commercial - Adelaide Campus Childrens Centre | 859 | Infrastructure | 23.53 | Kitchen | 6 | General Facility Space Group | 608 | General Facility - Kitchen/Servery/Food Storage |  | Good | 3,008.05 | NO
Waite_WT11-Children's Centre_Ground Floor_G15 _ Toddlers Play Room | WT-WT11-01-G15 | WT11-01-G15-Toddlers Play Room | Waite | WT | WT11 | Children's Centre | 01 | Ground Floor | G15 | 99200 | Commercial - Adelaide Campus Childrens Centre | 859 | Infrastructure | 64.33 | Toddlers Play Room | 6 | General Facility Space Group | 617 | General Facility - Child Care Facility |  | Good | 8,223.87 | NO
Waite_WT11-Children's Centre_Ground Floor_G16 _ Kindy Play Room | WT-WT11-01-G16 | WT11-01-G16-Kindy Play Room | Waite | WT | WT11 | Children's Centre | 01 | Ground Floor | G16 | 99200 | Commercial - Adelaide Campus Childrens Centre | 859 | Infrastructure | 67.55 | Kindy Play Room | 6 | General Facility Space Group | 617 | General Facility - Child Care Facility |  | Good | 8,635.51 | NO
Waite_WT11-Children's Centre_Ground Floor_G17 _ WC - Kindy | WT-WT11-01-G17 | WT11-01-G17-WC - Kindy | Waite | WT | WT11 | Children's Centre | 01 | Ground Floor | G17 | 99200 | Commercial - Adelaide Campus Childrens Centre | 859 | Infrastructure | 8.52 | WC - Kindy | 8 | Non Useable Floor Area Space Group | 835 | Non-usable - Toilets/Amenities - Other |  | Good | 0.00 | NO
Waite_WT11-Children's Centre_Ground Floor_G18 _ Store | WT-WT11-01-G18 | WT11-01-G18-Store | Waite | WT | WT11 | Children's Centre | 01 | Ground Floor | G18 | 99200 | Commercial - Adelaide Campus Childrens Centre | 859 | Infrastructure | 7.04 | Store | 4 | Ancillary Area Space Group | 419 | Ancillary Area - Store Room - Generic |  | Good | 707.13 | NO
Waite_WT11-Children's Centre_Ground Floor_G19 _ Store | WT-WT11-01-G19 | WT11-01-G19-Store | Waite | WT | WT11 | Children's Centre | 01 | Ground Floor | G19 | 99200 | Commercial - Adelaide Campus Childrens Centre | 859 | Infrastructure | 7.87 | Store | 4 | Ancillary Area Space Group | 419 | Ancillary Area - Store Room - Generic |  | Good | 790.50 | NO
Waite_WT11-Children's Centre_Ground Floor_G2 _ Reception | WT-WT11-01-G2 | WT11-01-G2-Reception | Waite | WT | WT11 | Children's Centre | 01 | Ground Floor | G2 | 99200 | Commercial - Adelaide Campus Childrens Centre | 859 | Infrastructure | 16.42 | Reception | 6 | General Facility Space Group | 623 | General Facility - Waiting Area/Foyer/Reception Area |  | Good | 2,099.11 | NO
Waite_WT11-Children's Centre_Ground Floor_G20 _ Corr. | WT-WT11-01-G20 | WT11-01-G20-Corr. | Waite | WT | WT11 | Children's Centre | 01 | Ground Floor | G20 | 99939 | Unusable Spaces | 99939 | Unusable Spaces | 32.22 | Corr. | 8 | Non Useable Floor Area Space Group | 805 | Non-usable - Circulation space |  | Unknown | 0.00 | NO
Waite_WT11-Children's Centre_Ground Floor_G3 _ Office - Staff | WT-WT11-01-G3 | WT11-01-G3-Office - Staff | Waite | WT | WT11 | Children's Centre | 01 | Ground Floor | G3 | 99200 | Commercial - Adelaide Campus Childrens Centre | 859 | Infrastructure | 16.88 | Office - Staff | 1 | Office Space Group | 108 | Office - Professional/General Staff |  | Good | 1,926.71 | NO
Waite_WT11-Children's Centre_Ground Floor_G4 _ WC - Staff | WT-WT11-01-G4 | WT11-01-G4-WC - Staff | Waite | WT | WT11 | Children's Centre | 01 | Ground Floor | G4 | 99200 | Commercial - Adelaide Campus Childrens Centre | 859 | Infrastructure | 6 | WC - Staff | 8 | Non Useable Floor Area Space Group | 835 | Non-usable - Toilets/Amenities - Other |  | Good | 0.00 | NO
Waite_WT11-Children's Centre_Ground Floor_G5 _ Ldry | WT-WT11-01-G5 | WT11-01-G5-Ldry | Waite | WT | WT11 | Children's Centre | 01 | Ground Floor | G5 | 99200 | Commercial - Adelaide Campus Childrens Centre | 859 | Infrastructure | 9.64 | Ldry | 6 | General Facility Space Group | 624 | General Facility - Laundry |  | Good | 1,232.37 | NO
Waite_WT11-Children's Centre_Ground Floor_G6 _ Service Yard (NUFA) | WT-WT11-01-G6 | WT11-01-G6-Service Yard (NUFA) | Waite | WT | WT11 | Children's Centre | 01 | Ground Floor | G6 | 99200 | Commercial - Adelaide Campus Childrens Centre | 859 | Infrastructure | 12.92 | Service Yard (NUFA) | 8 | Non Useable Floor Area Space Group | 839 | Non-usable - Verandah/Balcony |  | Good | 0.00 | NO
Waite_WT11-Children's Centre_Ground Floor_G7 _ Sleep 1 | WT-WT11-01-G7 | WT11-01-G7-Sleep 1 | Waite | WT | WT11 | Children's Centre | 01 | Ground Floor | G7 | 99200 | Commercial - Adelaide Campus Childrens Centre | 859 | Infrastructure | 10.53 | Sleep 1 | 6 | General Facility Space Group | 617 | General Facility - Child Care Facility |  | Good | 1,346.14 | NO
Waite_WT11-Children's Centre_Ground Floor_G8 _ Store 1 | WT-WT11-01-G8 | WT11-01-G8-Store 1 | Waite | WT | WT11 | Children's Centre | 01 | Ground Floor | G8 | 99200 | Commercial - Adelaide Campus Childrens Centre | 859 | Infrastructure | 6.2 | Store 1 | 4 | Ancillary Area Space Group | 419 | Ancillary Area - Store Room - Generic |  | Good | 622.76 | NO
Waite_WT11-Children's Centre_Ground Floor_G9 _ Store 2 | WT-WT11-01-G9 | WT11-01-G9-Store 2 | Waite | WT | WT11 | Children's Centre | 01 | Ground Floor | G9 | 99200 | Commercial - Adelaide Campus Childrens Centre | 859 | Infrastructure | 6.63 | Store 2 | 4 | Ancillary Area Space Group | 419 | Ancillary Area - Store Room - Generic |  | Good | 665.95 | NO
Waite_WT12-Containment Glasshouse_Ground Floor_G1 _ Laboratory [PC2-Cert] | WT-WT12-GN-G1 | WT12-GN-G1-Laboratory [PC2-Cert] | Waite | WT | WT12 | Containment Glasshouse | GN | Ground Floor | G1 | 141 | School of Agriculture, Food and Wine | 141 | School of Agriculture, Food and Wine | 16.75 | Laboratory [PC2-Cert] | 3 | Specialist Teaching or Research Space Group | 300 | Laboratory - Specialist teaching and research - type not defined | RATED - PC2 | Barely Adequate | 1,952.87 | NO
Waite_WT12-Containment Glasshouse_Ground Floor_G10 _ Glasshouse [PC2-Cert] | WT-WT12-GN-G10 | WT12-GN-G10-Glasshouse [PC2-Cert] | Waite | WT | WT12 | Containment Glasshouse | GN | Ground Floor | G10 | 141 | School of Agriculture, Food and Wine | 141 | School of Agriculture, Food and Wine | 6.72 | Glasshouse [PC2-Cert] | 4 | Ancillary Area Space Group | 407 | Ancillary Area - Glasshouse/Greenhouse | RATED - PC2 | Barely Adequate | 518.39 | NO
Waite_WT12-Containment Glasshouse_Ground Floor_G11 _ Glasshouse [PC2-Cert] | WT-WT12-GN-G11 | WT12-GN-G11-Glasshouse [PC2-Cert] | Waite | WT | WT12 | Containment Glasshouse | GN | Ground Floor | G11 | 141 | School of Agriculture, Food and Wine | 141 | School of Agriculture, Food and Wine | 6.72 | Glasshouse [PC2-Cert] | 4 | Ancillary Area Space Group | 407 | Ancillary Area - Glasshouse/Greenhouse | RATED - PC2 | Barely Adequate | 518.39 | NO
Waite_WT12-Containment Glasshouse_Ground Floor_G12 _ Glasshouse [PC2-Cert] | WT-WT12-GN-G12 | WT12-GN-G12-Glasshouse [PC2-Cert] | Waite | WT | WT12 | Containment Glasshouse | GN | Ground Floor | G12 | 141 | School of Agriculture, Food and Wine | 141 | School of Agriculture, Food and Wine | 6.72 | Glasshouse [PC2-Cert] | 4 | Ancillary Area Space Group | 407 | Ancillary Area - Glasshouse/Greenhouse | RATED - PC2 | Barely Adequate | 518.39 | NO
Waite_WT12-Containment Glasshouse_Ground Floor_G13 _ Glasshouse [PC2-Cert] | WT-WT12-GN-G13 | WT12-GN-G13-Glasshouse [PC2-Cert] | Waite | WT | WT12 | Containment Glasshouse | GN | Ground Floor | G13 | 141 | School of Agriculture, Food and Wine | 141 | School of Agriculture, Food and Wine | 13.75 | Glasshouse [PC2-Cert] | 4 | Ancillary Area Space Group | 407 | Ancillary Area - Glasshouse/Greenhouse | RATED - PC2 | Barely Adequate | 1,060.70 | NO
Waite_WT12-Containment Glasshouse_Ground Floor_G14 _ Glasshouse [PC2-Cert] | WT-WT12-GN-G14 | WT12-GN-G14-Glasshouse [PC2-Cert] | Waite | WT | WT12 | Containment Glasshouse | GN | Ground Floor | G14 | 141 | School of Agriculture, Food and Wine | 141 | School of Agriculture, Food and Wine | 6.72 | Glasshouse [PC2-Cert] | 4 | Ancillary Area Space Group | 407 | Ancillary Area - Glasshouse/Greenhouse | RATED - PC2 | Barely Adequate | 518.39 | NO
Waite_WT12-Containment Glasshouse_Ground Floor_G15 _ Glasshouse [PC2-Cert] | WT-WT12-GN-G15 | WT12-GN-G15-Glasshouse [PC2-Cert] | Waite | WT | WT12 | Containment Glasshouse | GN | Ground Floor | G15 | 141 | School of Agriculture, Food and Wine | 141 | School of Agriculture, Food and Wine | 19.22 | Glasshouse [PC2-Cert] | 4 | Ancillary Area Space Group | 407 | Ancillary Area - Glasshouse/Greenhouse | RATED - PC2 | Barely Adequate | 1,482.66 | NO
Waite_WT12-Containment Glasshouse_Ground Floor_G16 _ Glasshouse [PC2-Cert] | WT-WT12-GN-G16 | WT12-GN-G16-Glasshouse [PC2-Cert] | Waite | WT | WT12 | Containment Glasshouse | GN | Ground Floor | G16 | 141 | School of Agriculture, Food and Wine | 141 | School of Agriculture, Food and Wine | 19.22 | Glasshouse [PC2-Cert] | 4 | Ancillary Area Space Group | 407 | Ancillary Area - Glasshouse/Greenhouse | RATED - PC2 | Barely Adequate | 1,482.66 | NO
Waite_WT12-Containment Glasshouse_Ground Floor_G17 _ Glasshouse [PC2-Cert] | WT-WT12-GN-G17 | WT12-GN-G17-Glasshouse [PC2-Cert] | Waite | WT | WT12 | Containment Glasshouse | GN | Ground Floor | G17 | 141 | School of Agriculture, Food and Wine | 141 | School of Agriculture, Food and Wine | 6.72 | Glasshouse [PC2-Cert] | 4 | Ancillary Area Space Group | 407 | Ancillary Area - Glasshouse/Greenhouse | RATED - PC2 | Barely Adequate | 518.39 | NO
Waite_WT12-Containment Glasshouse_Ground Floor_G18 _ Glasshouse [PC2-Cert] | WT-WT12-GN-G18 | WT12-GN-G18-Glasshouse [PC2-Cert] | Waite | WT | WT12 | Containment Glasshouse | GN | Ground Floor | G18 | 141 | School of Agriculture, Food and Wine | 141 | School of Agriculture, Food and Wine | 13.75 | Glasshouse [PC2-Cert] | 4 | Ancillary Area Space Group | 407 | Ancillary Area - Glasshouse/Greenhouse | RATED - PC2 | Barely Adequate | 1,060.70 | NO
Waite_WT12-Containment Glasshouse_Ground Floor_G19 _ Glasshouse [PC2-Cert] | WT-WT12-GN-G19 | WT12-GN-G19-Glasshouse [PC2-Cert] | Waite | WT | WT12 | Containment Glasshouse | GN | Ground Floor | G19 | 141 | School of Agriculture, Food and Wine | 141 | School of Agriculture, Food and Wine | 6.72 | Glasshouse [PC2-Cert] | 4 | Ancillary Area Space Group | 407 | Ancillary Area - Glasshouse/Greenhouse | RATED - PC2 | Barely Adequate | 518.39 | NO
Waite_WT12-Containment Glasshouse_Ground Floor_G2 _ Potting Room [PC2-Cert] | WT-WT12-GN-G2 | WT12-GN-G2-Potting Room [PC2-Cert] | Waite | WT | WT12 | Containment Glasshouse | GN | Ground Floor | G2 | 141 | School of Agriculture, Food and Wine | 141 | School of Agriculture, Food and Wine | 17.81 | Potting Room [PC2-Cert] | 4 | Ancillary Area Space Group | 401 | Ancillary Area - Laboratory Service and Preparation | RATED - PC2 | Barely Adequate | 1,373.89 | NO
Waite_WT12-Containment Glasshouse_Ground Floor_G20 _ Glasshouse [PC2-Cert] | WT-WT12-GN-G20 | WT12-GN-G20-Glasshouse [PC2-Cert] | Waite | WT | WT12 | Containment Glasshouse | GN | Ground Floor | G20 | 141 | School of Agriculture, Food and Wine | 141 | School of Agriculture, Food and Wine | 6.72 | Glasshouse [PC2-Cert] | 4 | Ancillary Area Space Group | 407 | Ancillary Area - Glasshouse/Greenhouse | RATED - PC2 | Barely Adequate | 518.39 | NO
Waite_WT12-Containment Glasshouse_Ground Floor_G21 _ Glasshouse [PC2-Cert] | WT-WT12-GN-G21 | WT12-GN-G21-Glasshouse [PC2-Cert] | Waite | WT | WT12 | Containment Glasshouse | GN | Ground Floor | G21 | 141 | School of Agriculture, Food and Wine | 141 | School of Agriculture, Food and Wine | 13.75 | Glasshouse [PC2-Cert] | 4 | Ancillary Area Space Group | 407 | Ancillary Area - Glasshouse/Greenhouse | RATED - PC2 | Barely Adequate | 1,060.70 | NO
Waite_WT12-Containment Glasshouse_Ground Floor_G22 _ Glasshouse [PC2-Cert] | WT-WT12-GN-G22 | WT12-GN-G22-Glasshouse [PC2-Cert] | Waite | WT | WT12 | Containment Glasshouse | GN | Ground Floor | G22 | 141 | School of Agriculture, Food and Wine | 141 | School of Agriculture, Food and Wine | 6.72 | Glasshouse [PC2-Cert] | 4 | Ancillary Area Space Group | 407 | Ancillary Area - Glasshouse/Greenhouse | RATED - PC2 | Barely Adequate | 518.39 | NO
Waite_WT12-Containment Glasshouse_Ground Floor_G23 _ Glasshouse [PC2-Cert] | WT-WT12-GN-G23 | WT12-GN-G23-Glasshouse [PC2-Cert] | Waite | WT | WT12 | Containment Glasshouse | GN | Ground Floor | G23 | 141 | School of Agriculture, Food and Wine | 141 | School of Agriculture, Food and Wine | 6.72 | Glasshouse [PC2-Cert] | 4 | Ancillary Area Space Group | 407 | Ancillary Area - Glasshouse/Greenhouse | RATED - PC2 | Barely Adequate | 518.39 | NO
Waite_WT12-Containment Glasshouse_Ground Floor_G3 _ Office [PC2-Cert] | WT-WT12-GN-G3 | WT12-GN-G3-Office [PC2-Cert] | Waite | WT | WT12 | Containment Glasshouse | GN | Ground Floor | G3 | 141 | School of Agriculture, Food and Wine | 141 | School of Agriculture, Food and Wine | 5.84 | Office [PC2-Cert] | 1 | Office Space Group | 101 | Office - Academic Staff | RATED - PC2 | Barely Adequate | 511.94 | NO
Waite_WT12-Containment Glasshouse_Ground Floor_G4 _ Rubbish [PC2-Cert] | WT-WT12-GN-G4 | WT12-GN-G4-Rubbish [PC2-Cert] | Waite | WT | WT12 | Containment Glasshouse | GN | Ground Floor | G4 | 141 | School of Agriculture, Food and Wine | 141 | School of Agriculture, Food and Wine | 5.54 | Rubbish [PC2-Cert] | 4 | Ancillary Area Space Group | 419 | Ancillary Area - Store Room - Generic | RATED - PC2 | Barely Adequate | 427.36 | NO
Waite_WT12-Containment Glasshouse_Ground Floor_G5 _ Store [PC2-Cert] | WT-WT12-GN-G5 | WT12-GN-G5-Store [PC2-Cert] | Waite | WT | WT12 | Containment Glasshouse | GN | Ground Floor | G5 | 141 | School of Agriculture, Food and Wine | 141 | School of Agriculture, Food and Wine | 6.31 | Store [PC2-Cert] | 4 | Ancillary Area Space Group | 419 | Ancillary Area - Store Room - Generic | RATED - PC2 | Barely Adequate | 486.76 | NO
Waite_WT12-Containment Glasshouse_Ground Floor_G6 _ Passage [PC2-Cert] | WT-WT12-GN-G6 | WT12-GN-G6-Passage [PC2-Cert] | Waite | WT | WT12 | Containment Glasshouse | GN | Ground Floor | G6 | 141 | School of Agriculture, Food and Wine | 141 | School of Agriculture, Food and Wine | 24.29 | Passage [PC2-Cert] | 8 | Non Useable Floor Area Space Group | 805 | Non-usable - Circulation space | RATED - PC2 | Barely Adequate | 0.00 | NO
Waite_WT12-Containment Glasshouse_Ground Floor_G7 _ Glasshouse [PC2-Cert] | WT-WT12-GN-G7 | WT12-GN-G7-Glasshouse [PC2-Cert] | Waite | WT | WT12 | Containment Glasshouse | GN | Ground Floor | G7 | 141 | School of Agriculture, Food and Wine | 141 | School of Agriculture, Food and Wine | 6.72 | Glasshouse [PC2-Cert] | 4 | Ancillary Area Space Group | 407 | Ancillary Area - Glasshouse/Greenhouse | RATED - PC2 | Barely Adequate | 518.39 | NO
Waite_WT12-Containment Glasshouse_Ground Floor_G8 _ Glasshouse [PC2-Cert] | WT-WT12-GN-G8 | WT12-GN-G8-Glasshouse [PC2-Cert] | Waite | WT | WT12 | Containment Glasshouse | GN | Ground Floor | G8 | 141 | School of Agriculture, Food and Wine | 141 | School of Agriculture, Food and Wine | 6.72 | Glasshouse [PC2-Cert] | 4 | Ancillary Area Space Group | 407 | Ancillary Area - Glasshouse/Greenhouse | RATED - PC2 | Barely Adequate | 518.39 | NO
Waite_WT12-Containment Glasshouse_Ground Floor_G9 _ Glasshouse [PC2-Cert] | WT-WT12-GN-G9 | WT12-GN-G9-Glasshouse [PC2-Cert] | Waite | WT | WT12 | Containment Glasshouse | GN | Ground Floor | G9 | 141 | School of Agriculture, Food and Wine | 141 | School of Agriculture, Food and Wine | 6.72 | Glasshouse [PC2-Cert] | 4 | Ancillary Area Space Group | 407 | Ancillary Area - Glasshouse/Greenhouse | RATED - PC2 | Barely Adequate | 518.39 | NO
Waite_WT12-Containment Glasshouse_Undercroft_U01 _ Growth Cabinet Room | WT-WT12-UC-U01 | WT12-UC-U01-Growth Cabinet Room | Waite | WT | WT12 | Containment Glasshouse | UC | Undercroft | U01 | 141 | School of Agriculture, Food and Wine | 141 | School of Agriculture, Food and Wine | 144.39 | Growth Cabinet Room | 4 | Ancillary Area Space Group | 407 | Ancillary Area - Glasshouse/Greenhouse |  | Barely Adequate | 11,138.48 | NO
Waite_WT12-Containment Glasshouse_Undercroft_U01A _ Growth Room | WT-WT12-UC-U01A | WT12-UC-U01A-Growth Room | Waite | WT | WT12 | Containment Glasshouse | UC | Undercroft | U01A | 141 | School of Agriculture, Food and Wine | 141 | School of Agriculture, Food and Wine | 6.67 | Growth Room | 4 | Ancillary Area Space Group | 407 | Ancillary Area - Glasshouse/Greenhouse |  | Barely Adequate | 514.53 | NO
Waite_WT12-Containment Glasshouse_Undercroft_U01B _ Growth Room | WT-WT12-UC-U01B | WT12-UC-U01B-Growth Room | Waite | WT | WT12 | Containment Glasshouse | UC | Undercroft | U01B | 141 | School of Agriculture, Food and Wine | 141 | School of Agriculture, Food and Wine | 6.67 | Growth Room | 4 | Ancillary Area Space Group | 407 | Ancillary Area - Glasshouse/Greenhouse |  | Barely Adequate | 514.53 | NO
Waite_WT12-Containment Glasshouse_Undercroft_U01C _ Growth Room | WT-WT12-UC-U01C | WT12-UC-U01C-Growth Room | Waite | WT | WT12 | Containment Glasshouse | UC | Undercroft | U01C | 141 | School of Agriculture, Food and Wine | 141 | School of Agriculture, Food and Wine | 6.67 | Growth Room | 4 | Ancillary Area Space Group | 407 | Ancillary Area - Glasshouse/Greenhouse |  | Barely Adequate | 514.53 | NO
Waite_WT12-Containment Glasshouse_Undercroft_U01D _ Growth Room | WT-WT12-UC-U01D | WT12-UC-U01D-Growth Room | Waite | WT | WT12 | Containment Glasshouse | UC | Undercroft | U01D | 141 | School of Agriculture, Food and Wine | 141 | School of Agriculture, Food and Wine | 6.67 | Growth Room | 4 | Ancillary Area Space Group | 407 | Ancillary Area - Glasshouse/Greenhouse |  | Barely Adequate | 514.53 | NO
Waite_WT12-Containment Glasshouse_Undercroft_U02 _ Growth Cabinet Room [PC2-Cert] | WT-WT12-UC-U02 | WT12-UC-U02-Growth Cabinet Room [PC2-Cert] | Waite | WT | WT12 | Containment Glasshouse | UC | Undercroft | U02 | 141 | School of Agriculture, Food and Wine | 141 | School of Agriculture, Food and Wine | 80.93 | Growth Cabinet Room [PC2-Cert] | 4 | Ancillary Area Space Group | 407 | Ancillary Area - Glasshouse/Greenhouse | RATED - PC2 | Barely Adequate | 6,243.07 | NO
Waite_WT12-Containment Glasshouse_Undercroft_U02A _ Growth Room [PC2-Cert] | WT-WT12-UC-U02A | WT12-UC-U02A-Growth Room [PC2-Cert] | Waite | WT | WT12 | Containment Glasshouse | UC | Undercroft | U02A | 141 | School of Agriculture, Food and Wine | 141 | School of Agriculture, Food and Wine | 10.25 | Growth Room [PC2-Cert] | 4 | Ancillary Area Space Group | 407 | Ancillary Area - Glasshouse/Greenhouse | RATED - PC2 | Barely Adequate | 790.70 | NO
Waite_WT12-Containment Glasshouse_Undercroft_U02B _ Growth Room [PC2-Cert] | WT-WT12-UC-U02B | WT12-UC-U02B-Growth Room [PC2-Cert] | Waite | WT | WT12 | Containment Glasshouse | UC | Undercroft | U02B | 141 | School of Agriculture, Food and Wine | 141 | School of Agriculture, Food and Wine | 6.75 | Growth Room [PC2-Cert] | 4 | Ancillary Area Space Group | 407 | Ancillary Area - Glasshouse/Greenhouse | RATED - PC2 | Barely Adequate | 520.71 | NO
Waite_WT12-Containment Glasshouse_Undercroft_U02C _ Growth Room [PC2-Cert] | WT-WT12-UC-U02C | WT12-UC-U02C-Growth Room [PC2-Cert] | Waite | WT | WT12 | Containment Glasshouse | UC | Undercroft | U02C | 141 | School of Agriculture, Food and Wine | 141 | School of Agriculture, Food and Wine | 9.43 | Growth Room [PC2-Cert] | 4 | Ancillary Area Space Group | 407 | Ancillary Area - Glasshouse/Greenhouse | RATED - PC2 | Barely Adequate | 727.45 | NO
Waite_WT12-Containment Glasshouse_Undercroft_U02D _ Growth Room [PC2-Cert] | WT-WT12-UC-U02D | WT12-UC-U02D-Growth Room [PC2-Cert] | Waite | WT | WT12 | Containment Glasshouse | UC | Undercroft | U02D | 141 | School of Agriculture, Food and Wine | 141 | School of Agriculture, Food and Wine | 9.43 | Growth Room [PC2-Cert] | 4 | Ancillary Area Space Group | 407 | Ancillary Area - Glasshouse/Greenhouse | RATED - PC2 | Barely Adequate | 727.45 | NO
Waite_WT12-Containment Glasshouse_Undercroft_U02E _ Growth Room [PC2-Cert] | WT-WT12-UC-U02E | WT12-UC-U02E-Growth Room [PC2-Cert] | Waite | WT | WT12 | Containment Glasshouse | UC | Undercroft | U02E | 141 | School of Agriculture, Food and Wine | 141 | School of Agriculture, Food and Wine | 6.71 | Growth Room [PC2-Cert] | 4 | Ancillary Area Space Group | 407 | Ancillary Area - Glasshouse/Greenhouse | RATED - PC2 | Barely Adequate | 517.62 | NO
Waite_WT13-Charles Hawker Building_First Floor_100 _ Corr. | WT-WT13-01-100 | WT13-01-100-Corr. | Waite | WT | WT13 | Charles Hawker Building | 01 | First Floor | 100 | 99939 | Unusable Spaces | 99939 | Unusable Spaces | 33.99 | Corr. | 8 | Non Useable Floor Area Space Group | 805 | Non-usable - Circulation space |  | Excellent | 0.00 | NO
Waite_WT13-Charles Hawker Building_First Floor_100A _ Breakout | WT-WT13-01-100A | WT13-01-100A-Breakout | Waite | WT | WT13 | Charles Hawker Building | 01 | First Floor | 100A | 141 | School of Agriculture, Food and Wine | 141 | School of Agriculture, Food and Wine | 34.93 | Breakout | 6 | General Facility Space Group | 626 | General Facility - Multi-Purpose Space |  | Excellent | 5,251.32 | NO
Waite_WT13-Charles Hawker Building_First Floor_100B _ Entry | WT-WT13-01-100B | WT13-01-100B-Entry | Waite | WT | WT13 | Charles Hawker Building | 01 | First Floor | 100B | 99939 | Unusable Spaces | 99939 | Unusable Spaces | 4.43 | Entry | 8 | Non Useable Floor Area Space Group | 805 | Non-usable - Circulation space |  | Excellent | 0.00 | NO
Waite_WT13-Charles Hawker Building_First Floor_100C _ Corr. | WT-WT13-01-100C | WT13-01-100C-Corr. | Waite | WT | WT13 | Charles Hawker Building | 01 | First Floor | 100C | 99939 | Unusable Spaces | 99939 | Unusable Spaces | 13.08 | Corr. | 8 | Non Useable Floor Area Space Group | 805 | Non-usable - Circulation space |  | Excellent | 0.00 | NO
Waite_WT13-Charles Hawker Building_First Floor_100D _ Corr. | WT-WT13-01-100D | WT13-01-100D-Corr. | Waite | WT | WT13 | Charles Hawker Building | 01 | First Floor | 100D | 99939 | Unusable Spaces | 99939 | Unusable Spaces | 18.63 | Corr. | 8 | Non Useable Floor Area Space Group | 805 | Non-usable - Circulation space |  | Excellent | 0.00 | NO
Waite_WT13-Charles Hawker Building_First Floor_100E _ Ramp | WT-WT13-01-100E | WT13-01-100E-Ramp | Waite | WT | WT13 | Charles Hawker Building | 01 | First Floor | 100E | 99939 | Unusable Spaces | 99939 | Unusable Spaces | 3.09 | Ramp | 8 | Non Useable Floor Area Space Group | 805 | Non-usable - Circulation space |  | Excellent | 0.00 | NO
Waite_WT13-Charles Hawker Building_First Floor_100F _ A/L | WT-WT13-01-100F | WT13-01-100F-A/L | Waite | WT | WT13 | Charles Hawker Building | 01 | First Floor | 100F | 99939 | Unusable Spaces | 99939 | Unusable Spaces | 5.56 | A/L | 8 | Non Useable Floor Area Space Group | 805 | Non-usable - Circulation space |  | Excellent | 0.00 | NO
Waite_WT13-Charles Hawker Building_First Floor_100G _ Lockers | WT-WT13-01-100G | WT13-01-100G-Lockers | Waite | WT | WT13 | Charles Hawker Building | 01 | First Floor | 100G | 141 | School of Agriculture, Food and Wine | 141 | School of Agriculture, Food and Wine | 1.17 | Lockers | 4 | Ancillary Area Space Group | 416 | Ancillary Area - Locker Storage/Room |  | Excellent | 138.20 | NO
Waite_WT13-Charles Hawker Building_First Floor_100H _ VSR | WT-WT13-01-100H | WT13-01-100H-VSR | Waite | WT | WT13 | Charles Hawker Building | 01 | First Floor | 100H | 99939 | Unusable Spaces | 99939 | Unusable Spaces | 0.87 | VSR | 8 | Non Useable Floor Area Space Group | 840 | Non-usable - Service riser |  | Unknown | 0.00 | NO
Waite_WT13-Charles Hawker Building_First Floor_100J _ Stair - external (NUCA) | WT-WT13-01-100J | WT13-01-100J-Stair - external (NUCA) | Waite | WT | WT13 | Charles Hawker Building | 01 | First Floor | 100J | 99939 | Unusable Spaces | 99939 | Unusable Spaces | 10.04 | Stair - external (NUCA) | 8 | Non Useable Floor Area Space Group | 805 | Non-usable - Circulation space |  | Unknown | 0.00 | NO
Waite_WT13-Charles Hawker Building_First Floor_101 _ Teaching Room | WT-WT13-01-101 | WT13-01-101-Teaching Room | Waite | WT | WT13 | Charles Hawker Building | 01 | First Floor | 101 | 141 | School of Agriculture, Food and Wine | 141 | School of Agriculture, Food and Wine | 121.96 | Teaching Room | 2 | Teaching Space Group | 205 | Lecture/Seminar/Tutorial/Class Room (31 to 69) Flat Floor |  | Excellent | 19,972.36 | NO
Waite_WT13-Charles Hawker Building_First Floor_102 _ Teaching Room | WT-WT13-01-102 | WT13-01-102-Teaching Room | Waite | WT | WT13 | Charles Hawker Building | 01 | First Floor | 102 | 141 | School of Agriculture, Food and Wine | 141 | School of Agriculture, Food and Wine | 67.6 | Teaching Room | 2 | Teaching Space Group | 206 | Lecture/Seminar/Tutorial/Class Room (<30) Flat Floor |  | Excellent | 11,070.28 | NO
Waite_WT13-Charles Hawker Building_First Floor_103 _ WC - M | WT-WT13-01-103 | WT13-01-103-WC - M | Waite | WT | WT13 | Charles Hawker Building | 01 | First Floor | 103 | 99939 | Unusable Spaces | 99939 | Unusable Spaces | 15.05 | WC - M | 8 | Non Useable Floor Area Space Group | 821 | Non-usable - Toilets/Amenities - Male |  | Excellent | 0.00 | NO
Waite_WT13-Charles Hawker Building_First Floor_103A _ A/L - M | WT-WT13-01-103A | WT13-01-103A-A/L - M | Waite | WT | WT13 | Charles Hawker Building | 01 | First Floor | 103A | 99939 | Unusable Spaces | 99939 | Unusable Spaces | 3.33 | A/L - M | 8 | Non Useable Floor Area Space Group | 821 | Non-usable - Toilets/Amenities - Male |  | Excellent | 0.00 | NO
Waite_WT13-Charles Hawker Building_First Floor_104 _ Store | WT-WT13-01-104 | WT13-01-104-Store | Waite | WT | WT13 | Charles Hawker Building | 01 | First Floor | 104 | 141 | School of Agriculture, Food and Wine | 141 | School of Agriculture, Food and Wine | 1.96 | Store | 4 | Ancillary Area Space Group | 419 | Ancillary Area - Store Room - Generic |  | Excellent | 231.52 | NO
Waite_WT13-Charles Hawker Building_First Floor_105 _ WC - F | WT-WT13-01-105 | WT13-01-105-WC - F | Waite | WT | WT13 | Charles Hawker Building | 01 | First Floor | 105 | 99939 | Unusable Spaces | 99939 | Unusable Spaces | 20.9 | WC - F | 8 | Non Useable Floor Area Space Group | 820 | Non-usable - Toilets/Amenities - Female |  | Excellent | 0.00 | NO
Waite_WT13-Charles Hawker Building_First Floor_105A _ A/L - F | WT-WT13-01-105A | WT13-01-105A-A/L - F | Waite | WT | WT13 | Charles Hawker Building | 01 | First Floor | 105A | 99939 | Unusable Spaces | 99939 | Unusable Spaces | 4.45 | A/L - F | 8 | Non Useable Floor Area Space Group | 820 | Non-usable - Toilets/Amenities - Female |  | Excellent | 0.00 | NO
Waite_WT13-Charles Hawker Building_First Floor_106 _ WC - U - Access (LH) | WT-WT13-01-106 | WT13-01-106-WC - U - Access (LH) | Waite | WT | WT13 | Charles Hawker Building | 01 | First Floor | 106 | 99939 | Unusable Spaces | 99939 | Unusable Spaces | 5.5 | WC - U - Access (LH) | 8 | Non Useable Floor Area Space Group | 818 | Non-usable - Toilets/Amenities - Unisex Accessible |  | Excellent | 0.00 | NO
Waite_WT13-Charles Hawker Building_First Floor_107 _ Waste | WT-WT13-01-107 | WT13-01-107-Waste | Waite | WT | WT13 | Charles Hawker Building | 01 | First Floor | 107 | 99939 | Unusable Spaces | 99939 | Unusable Spaces | 15.45 | Waste | 8 | Non Useable Floor Area Space Group | 841 | Non-usable - Waste management |  | Excellent | 0.00 | NO
Waite_WT13-Charles Hawker Building_First Floor_108 _ Cleaners | WT-WT13-01-108 | WT13-01-108-Cleaners | Waite | WT | WT13 | Charles Hawker Building | 01 | First Floor | 108 | 99939 | Unusable Spaces | 99939 | Unusable Spaces | 3.07 | Cleaners | 8 | Non Useable Floor Area Space Group | 806 | Non-usable - Cleaners room |  | Excellent | 0.00 | NO
Waite_WT13-Charles Hawker Building_First Floor_109 _ Teaching Room | WT-WT13-01-109 | WT13-01-109-Teaching Room | Waite | WT | WT13 | Charles Hawker Building | 01 | First Floor | 109 | 141 | School of Agriculture, Food and Wine | 141 | School of Agriculture, Food and Wine | 40.96 | Teaching Room | 2 | Teaching Space Group | 206 | Lecture/Seminar/Tutorial/Class Room (<30) Flat Floor |  | Excellent | 6,707.67 | NO
Waite_WT13-Charles Hawker Building_First Floor_110 _ Laboratory - Food Innov. | WT-WT13-01-110 | WT13-01-110-Laboratory - Food Innov. | Waite | WT | WT13 | Charles Hawker Building | 01 | First Floor | 110 | 141 | School of Agriculture, Food and Wine | 141 | School of Agriculture, Food and Wine | 269.14 | Laboratory - Food Innov. | 3 | Specialist Teaching or Research Space Group | 300 | Laboratory - Specialist teaching and research - type not defined |  | Excellent | 48,048.74 | NO
Waite_WT13-Charles Hawker Building_First Floor_110A _ VSR - A/C | WT-WT13-01-110A | WT13-01-110A-VSR - A/C | Waite | WT | WT13 | Charles Hawker Building | 01 | First Floor | 110A | 99939 | Unusable Spaces | 99939 | Unusable Spaces | 4.72 | VSR - A/C | 8 | Non Useable Floor Area Space Group | 840 | Non-usable - Service riser |  | Unknown | 0.00 | NO
Waite_WT13-Charles Hawker Building_First Floor_110B _ Access (NUFA) | WT-WT13-01-110B | WT13-01-110B-Access (NUFA) | Waite | WT | WT13 | Charles Hawker Building | 01 | First Floor | 110B | 99939 | Unusable Spaces | 99939 | Unusable Spaces | 76.02 | Access (NUFA) | 8 | Non Useable Floor Area Space Group | 805 | Non-usable - Circulation space |  | Unknown | 0.00 | NO
Waite_WT13-Charles Hawker Building_First Floor_111 _ Dishwashing | WT-WT13-01-111 | WT13-01-111-Dishwashing | Waite | WT | WT13 | Charles Hawker Building | 01 | First Floor | 111 | 141 | School of Agriculture, Food and Wine | 141 | School of Agriculture, Food and Wine | 21.98 | Dishwashing | 4 | Ancillary Area Space Group | 401 | Ancillary Area - Laboratory Service and Preparation |  | Excellent | 2,596.35 | NO
Waite_WT13-Charles Hawker Building_First Floor_112 _ Small Prep Area | WT-WT13-01-112 | WT13-01-112-Small Prep Area | Waite | WT | WT13 | Charles Hawker Building | 01 | First Floor | 112 | 141 | School of Agriculture, Food and Wine | 141 | School of Agriculture, Food and Wine | 14.24 | Small Prep Area | 4 | Ancillary Area Space Group | 401 | Ancillary Area - Laboratory Service and Preparation |  | Excellent | 1,682.07 | NO
Waite_WT13-Charles Hawker Building_First Floor_113 _ Dry Store | WT-WT13-01-113 | WT13-01-113-Dry Store | Waite | WT | WT13 | Charles Hawker Building | 01 | First Floor | 113 | 141 | School of Agriculture, Food and Wine | 141 | School of Agriculture, Food and Wine | 6.97 | Dry Store | 6 | General Facility Space Group | 608 | General Facility - Kitchen/Servery/Food Storage |  | Excellent | 1,047.86 | NO
Waite_WT13-Charles Hawker Building_First Floor_114 _ Fridge | WT-WT13-01-114 | WT13-01-114-Fridge | Waite | WT | WT13 | Charles Hawker Building | 01 | First Floor | 114 | 141 | School of Agriculture, Food and Wine | 141 | School of Agriculture, Food and Wine | 4.28 | Fridge | 4 | Ancillary Area Space Group | 405 | Ancillary Area - Constant Temperature/ Freezer/Cold/Warm Rooms |  | Excellent | 505.57 | NO
Waite_WT13-Charles Hawker Building_First Floor_115 _ Freezer | WT-WT13-01-115 | WT13-01-115-Freezer | Waite | WT | WT13 | Charles Hawker Building | 01 | First Floor | 115 | 141 | School of Agriculture, Food and Wine | 141 | School of Agriculture, Food and Wine | 4.21 | Freezer | 4 | Ancillary Area Space Group | 405 | Ancillary Area - Constant Temperature/ Freezer/Cold/Warm Rooms |  | Excellent | 497.30 | NO
Waite_WT13-Charles Hawker Building_First Floor_116 _ Sensory Booths | WT-WT13-01-116 | WT13-01-116-Sensory Booths | Waite | WT | WT13 | Charles Hawker Building | 01 | First Floor | 116 | 141 | School of Agriculture, Food and Wine | 141 | School of Agriculture, Food and Wine | 17.04 | Sensory Booths | 6 | General Facility Space Group | 608 | General Facility - Kitchen/Servery/Food Storage |  | Excellent | 2,561.77 | NO
Waite_WT13-Charles Hawker Building_First Floor_117 _ ---delete_Lecture Room 5 | WT-WT13-01-117 | WT13-01-117----delete_Lecture Room 5 | Waite | WT | WT13 | Charles Hawker Building | 01 | First Floor | 117 | 99939 | Unusable Spaces | 99939 | Unusable Spaces | 0 | ---delete_Lecture Room 5 | 9 | Non Reportable Areas Space Group | 900 | Non-reportable - Specific type not defined |  | Unknown | 0.00 | NO
Waite_WT13-Charles Hawker Building_First Floor_118 _ ---delete_Lecture Room 4 | WT-WT13-01-118 | WT13-01-118----delete_Lecture Room 4 | Waite | WT | WT13 | Charles Hawker Building | 01 | First Floor | 118 | 99939 | Unusable Spaces | 99939 | Unusable Spaces | 0 | ---delete_Lecture Room 4 | 9 | Non Reportable Areas Space Group | 900 | Non-reportable - Specific type not defined |  | Unknown | 0.00 | NO
Waite_WT13-Charles Hawker Building_First Floor_118E _ ---delete_VSR | WT-WT13-01-118E | WT13-01-118E----delete_VSR | Waite | WT | WT13 | Charles Hawker Building | 01 | First Floor | 118E | 99939 | Unusable Spaces | 99939 | Unusable Spaces | 0 | ---delete_VSR | 9 | Non Reportable Areas Space Group | 900 | Non-reportable - Specific type not defined |  | Unknown | 0.00 | NO
Waite_WT13-Charles Hawker Building_First Floor_119 _ Corr. | WT-WT13-01-119 | WT13-01-119-Corr. | Waite | WT | WT13 | Charles Hawker Building | 01 | First Floor | 119 | 99939 | Unusable Spaces | 99939 | Unusable Spaces | 54.86 | Corr. | 8 | Non Useable Floor Area Space Group | 805 | Non-usable - Circulation space |  | Unknown | 0.00 | NO
Waite_WT13-Charles Hawker Building_First Floor_119A _ Corr. | WT-WT13-01-119A | WT13-01-119A-Corr. | Waite | WT | WT13 | Charles Hawker Building | 01 | First Floor | 119A | 99939 | Unusable Spaces | 99939 | Unusable Spaces | 64.7 | Corr. | 8 | Non Useable Floor Area Space Group | 805 | Non-usable - Circulation space |  | Unknown | 0.00 | NO
Waite_WT13-Charles Hawker Building_First Floor_119B _ Cupboard | WT-WT13-01-119B | WT13-01-119B-Cupboard | Waite | WT | WT13 | Charles Hawker Building | 01 | First Floor | 119B | 99998 | Central Common Teaching Areas (In Use) | 952 | Corporate Services Division Admin | 1.45 | Cupboard | 4 | Ancillary Area Space Group | 419 | Ancillary Area - Store Room - Generic |  | Adequate | 116.52 | NO
Waite_WT13-Charles Hawker Building_First Floor_119C _ Lift | WT-WT13-01-119C | WT13-01-119C-Lift | Waite | WT | WT13 | Charles Hawker Building | 01 | First Floor | 119C | 99939 | Unusable Spaces | 99939 | Unusable Spaces | 4.7 | Lift | 8 | Non Useable Floor Area Space Group | 838 | Non-usable - Lift |  | Unknown | 0.00 | NO
Waite_WT13-Charles Hawker Building_First Floor_119D _ Stair | WT-WT13-01-119D | WT13-01-119D-Stair | Waite | WT | WT13 | Charles Hawker Building | 01 | First Floor | 119D | 99939 | Unusable Spaces | 99939 | Unusable Spaces | 4.12 | Stair | 8 | Non Useable Floor Area Space Group | 805 | Non-usable - Circulation space |  | Unknown | 0.00 | NO
Waite_WT13-Charles Hawker Building_First Floor_119E _ VSR | WT-WT13-01-119E | WT13-01-119E-VSR | Waite | WT | WT13 | Charles Hawker Building | 01 | First Floor | 119E | 99998 | Central Common Teaching Areas (In Use) | 952 | Corporate Services Division Admin | 0.48 | VSR | 8 | Non Useable Floor Area Space Group | 840 | Non-usable - Service riser |  | Adequate | 0.00 | NO
Waite_WT13-Charles Hawker Building_First Floor_119F _ Cleaners | WT-WT13-01-119F | WT13-01-119F-Cleaners | Waite | WT | WT13 | Charles Hawker Building | 01 | First Floor | 119F | 99998 | Central Common Teaching Areas (In Use) | 952 | Corporate Services Division Admin | 2.52 | Cleaners | 4 | Ancillary Area Space Group | 419 | Ancillary Area - Store Room - Generic |  | Adequate | 202.50 | NO
Waite_WT13-Charles Hawker Building_First Floor_120 _ Office - ITS | WT-WT13-01-120 | WT13-01-120-Office - ITS | Waite | WT | WT13 | Charles Hawker Building | 01 | First Floor | 120 | 99998 | Central Common Teaching Areas (In Use) | 952 | Corporate Services Division Admin | 11.85 | Office - ITS | 1 | Office Space Group | 108 | Office - Professional/General Staff |  | Adequate | 1,082.06 | NO
Waite_WT13-Charles Hawker Building_First Floor_120A _ Office - ITS | WT-WT13-01-120A | WT13-01-120A-Office - ITS | Waite | WT | WT13 | Charles Hawker Building | 01 | First Floor | 120A | 99998 | Central Common Teaching Areas (In Use) | 952 | Corporate Services Division Admin | 13.85 | Office - ITS | 1 | Office Space Group | 108 | Office - Professional/General Staff |  | Adequate | 1,264.69 | NO
Waite_WT13-Charles Hawker Building_First Floor_120B _ Store | WT-WT13-01-120B | WT13-01-120B-Store | Waite | WT | WT13 | Charles Hawker Building | 01 | First Floor | 120B | 99998 | Central Common Teaching Areas (In Use) | 952 | Corporate Services Division Admin | 0.66 | Store | 4 | Ancillary Area Space Group | 419 | Ancillary Area - Store Room - Generic |  | Adequate | 53.03 | NO
Waite_WT13-Charles Hawker Building_First Floor_121 _ Print Room | WT-WT13-01-121 | WT13-01-121-Print Room | Waite | WT | WT13 | Charles Hawker Building | 01 | First Floor | 121 | 99998 | Central Common Teaching Areas (In Use) | 952 | Corporate Services Division Admin | 15.91 | Print Room | 6 | General Facility Space Group | 603 | General Facility - Resource room |  | Adequate | 1,627.13 | NO
Waite_WT13-Charles Hawker Building_First Floor_122 _ Office | WT-WT13-01-122 | WT13-01-122-Office | Waite | WT | WT13 | Charles Hawker Building | 01 | First Floor | 122 | 141 | School of Agriculture, Food and Wine | 141 | School of Agriculture, Food and Wine | 13.94 | Office | 1 | Office Space Group | 101 | Office - Academic Staff |  | Adequate | 1,272.91 | NO
Waite_WT13-Charles Hawker Building_First Floor_123 _ Office | WT-WT13-01-123 | WT13-01-123-Office | Waite | WT | WT13 | Charles Hawker Building | 01 | First Floor | 123 | 141 | School of Agriculture, Food and Wine | 141 | School of Agriculture, Food and Wine | 15.08 | Office | 1 | Office Space Group | 101 | Office - Academic Staff |  | Adequate | 1,377.01 | NO
Waite_WT13-Charles Hawker Building_First Floor_124 _ ITS Tape Store | WT-WT13-01-124 | WT13-01-124-ITS Tape Store | Waite | WT | WT13 | Charles Hawker Building | 01 | First Floor | 124 | 850 | ITDS Branch Central Costs | 869 | Information Technology and Digital Services | 13.68 | ITS Tape Store | 4 | Ancillary Area Space Group | 412 | Ancillary Area - Lecture Theatre and seminar support room |  | Adequate | 1,099.27 | NO
Waite_WT13-Charles Hawker Building_First Floor_125 _ Office | WT-WT13-01-125 | WT13-01-125-Office | Waite | WT | WT13 | Charles Hawker Building | 01 | First Floor | 125 | 141 | School of Agriculture, Food and Wine | 141 | School of Agriculture, Food and Wine | 21.16 | Office | 1 | Office Space Group | 101 | Office - Academic Staff |  | Adequate | 1,932.19 | NO
Waite_WT13-Charles Hawker Building_First Floor_126 _ Office | WT-WT13-01-126 | WT13-01-126-Office | Waite | WT | WT13 | Charles Hawker Building | 01 | First Floor | 126 | 141 | School of Agriculture, Food and Wine | 141 | School of Agriculture, Food and Wine | 15.75 | Office | 1 | Office Space Group | 100 | Office - Specific type not defined |  | Adequate | 1,438.19 | NO
Waite_WT13-Charles Hawker Building_First Floor_127 _ Office | WT-WT13-01-127 | WT13-01-127-Office | Waite | WT | WT13 | Charles Hawker Building | 01 | First Floor | 127 | 141 | School of Agriculture, Food and Wine | 141 | School of Agriculture, Food and Wine | 15.75 | Office | 1 | Office Space Group | 100 | Office - Specific type not defined |  | Adequate | 1,438.19 | NO
Waite_WT13-Charles Hawker Building_First Floor_128 _ Store | WT-WT13-01-128 | WT13-01-128-Store | Waite | WT | WT13 | Charles Hawker Building | 01 | First Floor | 128 | 141 | School of Agriculture, Food and Wine | 141 | School of Agriculture, Food and Wine | 5.05 | Store | 4 | Ancillary Area Space Group | 419 | Ancillary Area - Store Room - Generic |  | Adequate | 405.80 | NO
Waite_WT13-Charles Hawker Building_First Floor_129 _ Computer Suite 2 | WT-WT13-01-129 | WT13-01-129-Computer Suite 2 | Waite | WT | WT13 | Charles Hawker Building | 01 | First Floor | 129 | 99998 | Central Common Teaching Areas (In Use) | 952 | Corporate Services Division Admin | 85.56 | Computer Suite 2 | 3 | Specialist Teaching or Research Space Group | 310 | Laboratory - Computing - Open Access |  | Barely Adequate | 9,975.36 | NO
Waite_WT13-Charles Hawker Building_First Floor_130 _ Lecture Theatre | WT-WT13-01-130 | WT13-01-130-Lecture Theatre | Waite | WT | WT13 | Charles Hawker Building | 01 | First Floor | 130 | 99998 | Central Common Teaching Areas (In Use) | 952 | Corporate Services Division Admin | 174.34 | Lecture Theatre | 2 | Teaching Space Group | 202 | Lecture Theatre (> 100 seats) |  | Barely Adequate | 18,645.02 | NO
Waite_WT13-Charles Hawker Building_First Floor_131 _ Computer Suite 1 | WT-WT13-01-131 | WT13-01-131-Computer Suite 1 | Waite | WT | WT13 | Charles Hawker Building | 01 | First Floor | 131 | 99998 | Central Common Teaching Areas (In Use) | 952 | Corporate Services Division Admin | 133.28 | Computer Suite 1 | 3 | Specialist Teaching or Research Space Group | 310 | Laboratory - Computing - Open Access |  | Barely Adequate | 15,538.99 | NO
Waite_WT13-Charles Hawker Building_First Floor_132 _ Entrance | WT-WT13-01-132 | WT13-01-132-Entrance | Waite | WT | WT13 | Charles Hawker Building | 01 | First Floor | 132 | 99939 | Unusable Spaces | 99939 | Unusable Spaces | 50.85 | Entrance | 8 | Non Useable Floor Area Space Group | 805 | Non-usable - Circulation space |  | Unknown | 0.00 | NO
Waite_WT13-Charles Hawker Building_First Floor_132A _ Stair | WT-WT13-01-132A | WT13-01-132A-Stair | Waite | WT | WT13 | Charles Hawker Building | 01 | First Floor | 132A | 99939 | Unusable Spaces | 99939 | Unusable Spaces | 11.51 | Stair | 8 | Non Useable Floor Area Space Group | 805 | Non-usable - Circulation space |  | Unknown | 0.00 | NO
Waite_WT13-Charles Hawker Building_First Floor_133 _ Comms | WT-WT13-01-133 | WT13-01-133-Comms | Waite | WT | WT13 | Charles Hawker Building | 01 | First Floor | 133 | 850 | ITDS Branch Central Costs | 869 | Information Technology and Digital Services | 6.82 | Comms | 8 | Non Useable Floor Area Space Group | 812 | Non-usable - Comms/network system/Telephone/PABX |  | Adequate | 0.00 | NO
Waite_WT13-Charles Hawker Building_First Floor_133A _ Goods Lift | WT-WT13-01-133A | WT13-01-133A-Goods Lift | Waite | WT | WT13 | Charles Hawker Building | 01 | First Floor | 133A | 99939 | Unusable Spaces | 99939 | Unusable Spaces | 0.5 | Goods Lift | 8 | Non Useable Floor Area Space Group | 838 | Non-usable - Lift |  | Unknown | 0.00 | NO
Waite_WT13-Charles Hawker Building_First Floor_133B _ Vending Machine - Cold Drink | WT-WT13-01-133B | WT13-01-133B-Vending Machine - Cold Drink | Waite | WT | WT13 | Charles Hawker Building | 01 | First Floor | 133B | 99994 | Uni of Adelaide Student Union Association | 859 | Infrastructure | 1.64 | Vending Machine - Cold Drink | 6 | General Facility Space Group | 611 | General Facility - Commercial/Business/Retail Facilities |  | Adequate | 167.72 | NO
Waite_WT13-Charles Hawker Building_Second Floor_200 _ Office | WT-WT13-02-200 | WT13-02-200-Office | Waite | WT | WT13 | Charles Hawker Building | 02 | Second Floor | 200 | 141 | School of Agriculture, Food and Wine | 141 | School of Agriculture, Food and Wine | 12.29 | Office | 1 | Office Space Group | 101 | Office - Academic Staff |  | Adequate | 1,122.24 | NO
Waite_WT13-Charles Hawker Building_Second Floor_201 _ Office | WT-WT13-02-201 | WT13-02-201-Office | Waite | WT | WT13 | Charles Hawker Building | 02 | Second Floor | 201 | 141 | School of Agriculture, Food and Wine | 141 | School of Agriculture, Food and Wine | 16.25 | Office | 1 | Office Space Group | 101 | Office - Academic Staff |  | Adequate | 1,483.84 | NO
Waite_WT13-Charles Hawker Building_Second Floor_201B _ Stair | WT-WT13-02-201B | WT13-02-201B-Stair | Waite | WT | WT13 | Charles Hawker Building | 02 | Second Floor | 201B | 99939 | Unusable Spaces | 99939 | Unusable Spaces | 2.86 | Stair | 8 | Non Useable Floor Area Space Group | 805 | Non-usable - Circulation space |  | Unknown | 0.00 | NO
Waite_WT13-Charles Hawker Building_Second Floor_202 _ Office | WT-WT13-02-202 | WT13-02-202-Office | Waite | WT | WT13 | Charles Hawker Building | 02 | Second Floor | 202 | 141 | School of Agriculture, Food and Wine | 141 | School of Agriculture, Food and Wine | 10.26 | Office | 1 | Office Space Group | 108 | Office - Professional/General Staff |  | Adequate | 936.88 | NO
Waite_WT13-Charles Hawker Building_Second Floor_204 _ A/L | WT-WT13-02-204 | WT13-02-204-A/L | Waite | WT | WT13 | Charles Hawker Building | 02 | Second Floor | 204 | 99939 | Unusable Spaces | 99939 | Unusable Spaces | 4.24 | A/L | 8 | Non Useable Floor Area Space Group | 835 | Non-usable - Toilets/Amenities - Other |  | Unknown | 0.00 | NO
Waite_WT13-Charles Hawker Building_Second Floor_204A _ Video Conference Room | WT-WT13-02-204A | WT13-02-204A-Video Conference Room | Waite | WT | WT13 | Charles Hawker Building | 02 | Second Floor | 204A | 141 | School of Agriculture, Food and Wine | 141 | School of Agriculture, Food and Wine | 32.06 | Video Conference Room | 6 | General Facility Space Group | 601 | General Facility - Committee/Conference/Meeting room |  | Adequate | 3,278.81 | NO
Waite_WT13-Charles Hawker Building_Second Floor_205 _ Video Conference Room | WT-WT13-02-205 | WT13-02-205-Video Conference Room | Waite | WT | WT13 | Charles Hawker Building | 02 | Second Floor | 205 | 99998 | Central Common Teaching Areas (In Use) | 952 | Corporate Services Division Admin | 83.63 | Video Conference Room | 2 | Teaching Space Group | 203 | Lecture Theatre (< 100 seats) |  | Barely Adequate | 8,943.92 | NO
Waite_WT13-Charles Hawker Building_Second Floor_205A _ Store | WT-WT13-02-205A | WT13-02-205A-Store | Waite | WT | WT13 | Charles Hawker Building | 02 | Second Floor | 205A | 141 | School of Agriculture, Food and Wine | 141 | School of Agriculture, Food and Wine | 18.88 | Store | 4 | Ancillary Area Space Group | 419 | Ancillary Area - Store Room - Generic |  | Adequate | 1,517.12 | NO
Waite_WT13-Charles Hawker Building_Second Floor_205B _ Plantroom | WT-WT13-02-205B | WT13-02-205B-Plantroom | Waite | WT | WT13 | Charles Hawker Building | 02 | Second Floor | 205B | 99939 | Unusable Spaces | 99939 | Unusable Spaces | 5.23 | Plantroom | 8 | Non Useable Floor Area Space Group | 811 | Non-usable - Plant room other |  | Unknown | 0.00 | NO
Waite_WT13-Charles Hawker Building_Second Floor_206 _ Green Room - recording studio | WT-WT13-02-206 | WT13-02-206-Green Room - recording studio | Waite | WT | WT13 | Charles Hawker Building | 02 | Second Floor | 206 | 141 | School of Agriculture, Food and Wine | 141 | School of Agriculture, Food and Wine | 11.86 | Green Room - recording studio | 1 | Office Space Group | 101 | Office - Academic Staff |  | Adequate | 1,082.98 | NO
Waite_WT13-Charles Hawker Building_Second Floor_207 _ Corr. | WT-WT13-02-207 | WT13-02-207-Corr. | Waite | WT | WT13 | Charles Hawker Building | 02 | Second Floor | 207 | 99939 | Unusable Spaces | 99939 | Unusable Spaces | 19.21 | Corr. | 8 | Non Useable Floor Area Space Group | 805 | Non-usable - Circulation space |  | Unknown | 0.00 | NO
Waite_WT13-Charles Hawker Building_Second Floor_207A _ Lift | WT-WT13-02-207A | WT13-02-207A-Lift | Waite | WT | WT13 | Charles Hawker Building | 02 | Second Floor | 207A | 99939 | Unusable Spaces | 99939 | Unusable Spaces | 5.14 | Lift | 8 | Non Useable Floor Area Space Group | 838 | Non-usable - Lift |  | Unknown | 0.00 | NO
Waite_WT13-Charles Hawker Building_Basement_B1 _ Storage Area - Campus Services | WT-WT13-BA-B1 | WT13-BA-B1-Storage Area - Campus Services | Waite | WT | WT13 | Charles Hawker Building | BA | Basement | B1 | 859 | Infrastructure Office | 859 | Infrastructure | 115.56 | Storage Area - Campus Services | 4 | Ancillary Area Space Group | 419 | Ancillary Area - Store Room - Generic |  | Adequate | 9,285.92 | NO
Waite_WT13-Charles Hawker Building_Basement_B2 _ Plantroom - A/C | WT-WT13-BA-B2 | WT13-BA-B2-Plantroom - A/C | Waite | WT | WT13 | Charles Hawker Building | BA | Basement | B2 | 99939 | Unusable Spaces | 99939 | Unusable Spaces | 30.7 | Plantroom - A/C | 8 | Non Useable Floor Area Space Group | 810 | Non-usable - Mechanical plant room |  | Unknown | 0.00 | NO
Waite_WT13-Charles Hawker Building_Ground Floor_G1 _ Corr. | WT-WT13-GN-G1 | WT13-GN-G1-Corr. | Waite | WT | WT13 | Charles Hawker Building | GN | Ground Floor | G1 | 99939 | Unusable Spaces | 99939 | Unusable Spaces | 19.12 | Corr. | 8 | Non Useable Floor Area Space Group | 805 | Non-usable - Circulation space |  | Unknown | 0.00 | NO
Waite_WT13-Charles Hawker Building_Ground Floor_G10 _ Store | WT-WT13-GN-G10 | WT13-GN-G10-Store | Waite | WT | WT13 | Charles Hawker Building | GN | Ground Floor | G10 | 141 | School of Agriculture, Food and Wine | 141 | School of Agriculture, Food and Wine | 8.71 | Store | 4 | Ancillary Area Space Group | 419 | Ancillary Area - Store Room - Generic |  | Adequate | 699.90 | NO
Waite_WT13-Charles Hawker Building_Ground Floor_G11 _ Store | WT-WT13-GN-G11 | WT13-GN-G11-Store | Waite | WT | WT13 | Charles Hawker Building | GN | Ground Floor | G11 | 141 | School of Agriculture, Food and Wine | 141 | School of Agriculture, Food and Wine | 14.85 | Store | 4 | Ancillary Area Space Group | 419 | Ancillary Area - Store Room - Generic |  | Adequate | 1,193.28 | NO
Waite_WT13-Charles Hawker Building_Ground Floor_G12 _ Culture Room | WT-WT13-GN-G12 | WT13-GN-G12-Culture Room | Waite | WT | WT13 | Charles Hawker Building | GN | Ground Floor | G12 | 141 | School of Agriculture, Food and Wine | 141 | School of Agriculture, Food and Wine | 7.15 | Culture Room | 3 | Specialist Teaching or Research Space Group | 300 | Laboratory - Specialist teaching and research - type not defined |  | Adequate | 868.35 | NO
Waite_WT13-Charles Hawker Building_Ground Floor_G13 _ Store | WT-WT13-GN-G13 | WT13-GN-G13-Store | Waite | WT | WT13 | Charles Hawker Building | GN | Ground Floor | G13 | 141 | School of Agriculture, Food and Wine | 141 | School of Agriculture, Food and Wine | 32.93 | Store | 4 | Ancillary Area Space Group | 419 | Ancillary Area - Store Room - Generic |  | Adequate | 2,646.12 | NO
Waite_WT13-Charles Hawker Building_Ground Floor_G15 _ Prep Room Three | WT-WT13-GN-G15 | WT13-GN-G15-Prep Room Three | Waite | WT | WT13 | Charles Hawker Building | GN | Ground Floor | G15 | 141 | School of Agriculture, Food and Wine | 141 | School of Agriculture, Food and Wine | 25.94 | Prep Room Three | 4 | Ancillary Area Space Group | 401 | Ancillary Area - Laboratory Service and Preparation |  | Adequate | 2,084.43 | NO
Waite_WT13-Charles Hawker Building_Ground Floor_G16 _ Autoclave | WT-WT13-GN-G16 | WT13-GN-G16-Autoclave | Waite | WT | WT13 | Charles Hawker Building | GN | Ground Floor | G16 | 141 | School of Agriculture, Food and Wine | 141 | School of Agriculture, Food and Wine | 12.17 | Autoclave | 4 | Ancillary Area Space Group | 401 | Ancillary Area - Laboratory Service and Preparation |  | Adequate | 977.93 | NO
Waite_WT13-Charles Hawker Building_Ground Floor_G17 _ Prep. Room 2 | WT-WT13-GN-G17 | WT13-GN-G17-Prep. Room 2 | Waite | WT | WT13 | Charles Hawker Building | GN | Ground Floor | G17 | 141 | School of Agriculture, Food and Wine | 141 | School of Agriculture, Food and Wine | 27.91 | Prep. Room 2 | 4 | Ancillary Area Space Group | 401 | Ancillary Area - Laboratory Service and Preparation |  | Adequate | 2,242.73 | NO
Waite_WT13-Charles Hawker Building_Ground Floor_G17A _ Service Duct | WT-WT13-GN-G17A | WT13-GN-G17A-Service Duct | Waite | WT | WT13 | Charles Hawker Building | GN | Ground Floor | G17A | 99939 | Unusable Spaces | 99939 | Unusable Spaces | 4.12 | Service Duct | 8 | Non Useable Floor Area Space Group | 840 | Non-usable - Service riser |  | Unknown | 0.00 | NO
Waite_WT13-Charles Hawker Building_Ground Floor_G18 _ Laboratory 2 | WT-WT13-GN-G18 | WT13-GN-G18-Laboratory 2 | Waite | WT | WT13 | Charles Hawker Building | GN | Ground Floor | G18 | 141 | School of Agriculture, Food and Wine | 141 | School of Agriculture, Food and Wine | 170.63 | Laboratory 2 | 3 | Specialist Teaching or Research Space Group | 300 | Laboratory - Specialist teaching and research - type not defined |  | Barely Adequate | 19,893.59 | NO
Waite_WT13-Charles Hawker Building_Ground Floor_G19 _ Prep Room 1 | WT-WT13-GN-G19 | WT13-GN-G19-Prep Room 1 | Waite | WT | WT13 | Charles Hawker Building | GN | Ground Floor | G19 | 141 | School of Agriculture, Food and Wine | 141 | School of Agriculture, Food and Wine | 28.33 | Prep Room 1 | 4 | Ancillary Area Space Group | 401 | Ancillary Area - Laboratory Service and Preparation |  | Adequate | 2,276.48 | NO
Waite_WT13-Charles Hawker Building_Ground Floor_G19A _ Store | WT-WT13-GN-G19A | WT13-GN-G19A-Store | Waite | WT | WT13 | Charles Hawker Building | GN | Ground Floor | G19A | 141 | School of Agriculture, Food and Wine | 141 | School of Agriculture, Food and Wine | 0.4 | Store | 4 | Ancillary Area Space Group | 419 | Ancillary Area - Store Room - Generic |  | Adequate | 32.14 | NO
Waite_WT13-Charles Hawker Building_Ground Floor_G1B _ Corr. | WT-WT13-GN-G1B | WT13-GN-G1B-Corr. | Waite | WT | WT13 | Charles Hawker Building | GN | Ground Floor | G1B | 99939 | Unusable Spaces | 99939 | Unusable Spaces | 57.11 | Corr. | 8 | Non Useable Floor Area Space Group | 805 | Non-usable - Circulation space |  | Unknown | 0.00 | NO
Waite_WT13-Charles Hawker Building_Ground Floor_G2 _ RO. Water Plantroom | WT-WT13-GN-G2 | WT13-GN-G2-RO. Water Plantroom | Waite | WT | WT13 | Charles Hawker Building | GN | Ground Floor | G2 | 99939 | Unusable Spaces | 99939 | Unusable Spaces | 7 | RO. Water Plantroom | 8 | Non Useable Floor Area Space Group | 811 | Non-usable - Plant room other |  | Unknown | 0.00 | NO
Waite_WT13-Charles Hawker Building_Ground Floor_G20 _ Laboratory 1 | WT-WT13-GN-G20 | WT13-GN-G20-Laboratory 1 | Waite | WT | WT13 | Charles Hawker Building | GN | Ground Floor | G20 | 141 | School of Agriculture, Food and Wine | 141 | School of Agriculture, Food and Wine | 129.69 | Laboratory 1 | 3 | Specialist Teaching or Research Space Group | 300 | Laboratory - Specialist teaching and research - type not defined |  | Barely Adequate | 15,120.43 | NO
Waite_WT13-Charles Hawker Building_Ground Floor_G21 _ Foyer | WT-WT13-GN-G21 | WT13-GN-G21-Foyer | Waite | WT | WT13 | Charles Hawker Building | GN | Ground Floor | G21 | 99939 | Unusable Spaces | 99939 | Unusable Spaces | 35.57 | Foyer | 8 | Non Useable Floor Area Space Group | 805 | Non-usable - Circulation space |  | Unknown | 0.00 | NO
Waite_WT13-Charles Hawker Building_Ground Floor_G21A _ Lobby | WT-WT13-GN-G21A | WT13-GN-G21A-Lobby | Waite | WT | WT13 | Charles Hawker Building | GN | Ground Floor | G21A | 99939 | Unusable Spaces | 99939 | Unusable Spaces | 4.18 | Lobby | 8 | Non Useable Floor Area Space Group | 805 | Non-usable - Circulation space |  | Unknown | 0.00 | NO
Waite_WT13-Charles Hawker Building_Ground Floor_G21B _ Store | WT-WT13-GN-G21B | WT13-GN-G21B-Store | Waite | WT | WT13 | Charles Hawker Building | GN | Ground Floor | G21B | 99946 | Vacant not occupiable | 99939 | Unusable Spaces | 1.76 | Store | 4 | Ancillary Area Space Group | 419 | Ancillary Area - Store Room - Generic |  | Unknown | 0.00 | NO
Waite_WT13-Charles Hawker Building_Ground Floor_G21C _ Corr. | WT-WT13-GN-G21C | WT13-GN-G21C-Corr. | Waite | WT | WT13 | Charles Hawker Building | GN | Ground Floor | G21C | 99939 | Unusable Spaces | 99939 | Unusable Spaces | 17.23 | Corr. | 8 | Non Useable Floor Area Space Group | 805 | Non-usable - Circulation space |  | Unknown | 0.00 | NO
Waite_WT13-Charles Hawker Building_Ground Floor_G21D _ Stair | WT-WT13-GN-G21D | WT13-GN-G21D-Stair | Waite | WT | WT13 | Charles Hawker Building | GN | Ground Floor | G21D | 99939 | Unusable Spaces | 99939 | Unusable Spaces | 8.31 | Stair | 8 | Non Useable Floor Area Space Group | 805 | Non-usable - Circulation space |  | Unknown | 0.00 | NO
Waite_WT13-Charles Hawker Building_Ground Floor_G21E _ Vending Machine - Snack | WT-WT13-GN-G21E | WT13-GN-G21E-Vending Machine - Snack | Waite | WT | WT13 | Charles Hawker Building | GN | Ground Floor | G21E | 99994 | Uni of Adelaide Student Union Association | 859 | Infrastructure | 1.5 | Vending Machine - Snack | 6 | General Facility Space Group | 611 | General Facility - Commercial/Business/Retail Facilities |  | Adequate | 153.41 | NO
Waite_WT13-Charles Hawker Building_Ground Floor_G22 _ Teaching Room | WT-WT13-GN-G22 | WT13-GN-G22-Teaching Room | Waite | WT | WT13 | Charles Hawker Building | GN | Ground Floor | G22 | 141 | School of Agriculture, Food and Wine | 141 | School of Agriculture, Food and Wine | 91.93 | Teaching Room | 2 | Teaching Space Group | 205 | Lecture/Seminar/Tutorial/Class Room (31 to 69) Flat Floor |  | Excellent | 15,054.60 | NO
Waite_WT13-Charles Hawker Building_Ground Floor_G24 _ Corr. | WT-WT13-GN-G24 | WT13-GN-G24-Corr. | Waite | WT | WT13 | Charles Hawker Building | GN | Ground Floor | G24 | 99939 | Unusable Spaces | 99939 | Unusable Spaces | 5.18 | Corr. | 8 | Non Useable Floor Area Space Group | 805 | Non-usable - Circulation space |  | Unknown | 0.00 | NO
Waite_WT13-Charles Hawker Building_Ground Floor_G24A _ Lift | WT-WT13-GN-G24A | WT13-GN-G24A-Lift | Waite | WT | WT13 | Charles Hawker Building | GN | Ground Floor | G24A | 99939 | Unusable Spaces | 99939 | Unusable Spaces | 5.23 | Lift | 8 | Non Useable Floor Area Space Group | 838 | Non-usable - Lift |  | Unknown | 0.00 | NO
Waite_WT13-Charles Hawker Building_Ground Floor_G25 _ Lift Motor Room | WT-WT13-GN-G25 | WT13-GN-G25-Lift Motor Room | Waite | WT | WT13 | Charles Hawker Building | GN | Ground Floor | G25 | 99939 | Unusable Spaces | 99939 | Unusable Spaces | 5.76 | Lift Motor Room | 8 | Non Useable Floor Area Space Group | 838 | Non-usable - Lift |  | Unknown | 0.00 | NO
Waite_WT13-Charles Hawker Building_Ground Floor_G26 _ Office | WT-WT13-GN-G26 | WT13-GN-G26-Office | Waite | WT | WT13 | Charles Hawker Building | GN | Ground Floor | G26 | 141 | School of Agriculture, Food and Wine | 141 | School of Agriculture, Food and Wine | 15.91 | Office | 1 | Office Space Group | 101 | Office - Academic Staff |  | Adequate | 1,452.80 | NO
Waite_WT13-Charles Hawker Building_Ground Floor_G27 _ Store | WT-WT13-GN-G27 | WT13-GN-G27-Store | Waite | WT | WT13 | Charles Hawker Building | GN | Ground Floor | G27 | 141 | School of Agriculture, Food and Wine | 141 | School of Agriculture, Food and Wine | 27.89 | Store | 4 | Ancillary Area Space Group | 419 | Ancillary Area - Store Room - Generic |  | Adequate | 2,241.12 | NO
Waite_WT13-Charles Hawker Building_Ground Floor_G28 _ Insect Room | WT-WT13-GN-G28 | WT13-GN-G28-Insect Room | Waite | WT | WT13 | Charles Hawker Building | GN | Ground Floor | G28 | 141 | School of Agriculture, Food and Wine | 141 | School of Agriculture, Food and Wine | 12.68 | Insect Room | 3 | Specialist Teaching or Research Space Group | 300 | Laboratory - Specialist teaching and research - type not defined |  | Adequate | 1,539.95 | NO
Waite_WT13-Charles Hawker Building_Ground Floor_G28A _ Storage | WT-WT13-GN-G28A | WT13-GN-G28A-Storage | Waite | WT | WT13 | Charles Hawker Building | GN | Ground Floor | G28A | 99937 | University of Adelaide College (Kaplan) | 730 | Office of Academic and Student Engagement | 5.01 | Storage | 4 | Ancillary Area Space Group | 419 | Ancillary Area - Store Room - Generic |  | Adequate | 402.58 | NO
Waite_WT13-Charles Hawker Building_Ground Floor_G29 _ Light Trap | WT-WT13-GN-G29 | WT13-GN-G29-Light Trap | Waite | WT | WT13 | Charles Hawker Building | GN | Ground Floor | G29 | 141 | School of Agriculture, Food and Wine | 141 | School of Agriculture, Food and Wine | 3.41 | Light Trap | 8 | Non Useable Floor Area Space Group | 805 | Non-usable - Circulation space |  | Adequate | 0.00 | NO
Waite_WT13-Charles Hawker Building_Ground Floor_G29A _ Dark Room | WT-WT13-GN-G29A | WT13-GN-G29A-Dark Room | Waite | WT | WT13 | Charles Hawker Building | GN | Ground Floor | G29A | 141 | School of Agriculture, Food and Wine | 141 | School of Agriculture, Food and Wine | 11.79 | Dark Room | 4 | Ancillary Area Space Group | 411 | Ancillary Area - Darkroom |  | Adequate | 947.40 | NO
Waite_WT13-Charles Hawker Building_Ground Floor_G29B _ Film Processing | WT-WT13-GN-G29B | WT13-GN-G29B-Film Processing | Waite | WT | WT13 | Charles Hawker Building | GN | Ground Floor | G29B | 141 | School of Agriculture, Food and Wine | 141 | School of Agriculture, Food and Wine | 6.29 | Film Processing | 3 | Specialist Teaching or Research Space Group | 300 | Laboratory - Specialist teaching and research - type not defined |  | Adequate | 763.90 | NO
Waite_WT13-Charles Hawker Building_Ground Floor_G3 _ Office | WT-WT13-GN-G3 | WT13-GN-G3-Office | Waite | WT | WT13 | Charles Hawker Building | GN | Ground Floor | G3 | 141 | School of Agriculture, Food and Wine | 141 | School of Agriculture, Food and Wine | 13.35 | Office | 1 | Office Space Group | 101 | Office - Academic Staff |  | Adequate | 1,219.03 | NO
Waite_WT13-Charles Hawker Building_Ground Floor_G30 _ Corr. | WT-WT13-GN-G30 | WT13-GN-G30-Corr. | Waite | WT | WT13 | Charles Hawker Building | GN | Ground Floor | G30 | 99939 | Unusable Spaces | 99939 | Unusable Spaces | 9.91 | Corr. | 8 | Non Useable Floor Area Space Group | 805 | Non-usable - Circulation space |  | Unknown | 0.00 | NO
Waite_WT13-Charles Hawker Building_Ground Floor_G31 _ Cleaners | WT-WT13-GN-G31 | WT13-GN-G31-Cleaners | Waite | WT | WT13 | Charles Hawker Building | GN | Ground Floor | G31 | 99939 | Unusable Spaces | 99939 | Unusable Spaces | 12.93 | Cleaners | 8 | Non Useable Floor Area Space Group | 806 | Non-usable - Cleaners room |  | Unknown | 0.00 | NO
Waite_WT13-Charles Hawker Building_Ground Floor_G32 _ A/L | WT-WT13-GN-G32 | WT13-GN-G32-A/L | Waite | WT | WT13 | Charles Hawker Building | GN | Ground Floor | G32 | 99939 | Unusable Spaces | 99939 | Unusable Spaces | 3.61 | A/L | 8 | Non Useable Floor Area Space Group | 805 | Non-usable - Circulation space |  | Unknown | 0.00 | NO
Waite_WT13-Charles Hawker Building_Ground Floor_G33 _ WC - U - Access (LH) | WT-WT13-GN-G33 | WT13-GN-G33-WC - U - Access (LH) | Waite | WT | WT13 | Charles Hawker Building | GN | Ground Floor | G33 | 99939 | Unusable Spaces | 99939 | Unusable Spaces | 5.91 | WC - U - Access (LH) | 8 | Non Useable Floor Area Space Group | 818 | Non-usable - Toilets/Amenities - Unisex Accessible |  | Unknown | 0.00 | NO
Waite_WT13-Charles Hawker Building_Ground Floor_G34 _ WC - F | WT-WT13-GN-G34 | WT13-GN-G34-WC - F | Waite | WT | WT13 | Charles Hawker Building | GN | Ground Floor | G34 | 99939 | Unusable Spaces | 99939 | Unusable Spaces | 12.26 | WC - F | 8 | Non Useable Floor Area Space Group | 820 | Non-usable - Toilets/Amenities - Female |  | Unknown | 0.00 | NO
Waite_WT13-Charles Hawker Building_Ground Floor_G34A _ Changeroom - Female | WT-WT13-GN-G34A | WT13-GN-G34A-Changeroom - Female | Waite | WT | WT13 | Charles Hawker Building | GN | Ground Floor | G34A | 99939 | Unusable Spaces | 99939 | Unusable Spaces | 13.62 | Changeroom - Female | 8 | Non Useable Floor Area Space Group | 835 | Non-usable - Toilets/Amenities - Other |  | Unknown | 0.00 | NO
Waite_WT13-Charles Hawker Building_Ground Floor_G35 _ WC - M | WT-WT13-GN-G35 | WT13-GN-G35-WC - M | Waite | WT | WT13 | Charles Hawker Building | GN | Ground Floor | G35 | 99939 | Unusable Spaces | 99939 | Unusable Spaces | 15.54 | WC - M | 8 | Non Useable Floor Area Space Group | 821 | Non-usable - Toilets/Amenities - Male |  | Unknown | 0.00 | NO
Waite_WT13-Charles Hawker Building_Ground Floor_G35A _ Changeroom - M | WT-WT13-GN-G35A | WT13-GN-G35A-Changeroom - M | Waite | WT | WT13 | Charles Hawker Building | GN | Ground Floor | G35A | 99939 | Unusable Spaces | 99939 | Unusable Spaces | 9.65 | Changeroom - M | 8 | Non Useable Floor Area Space Group | 835 | Non-usable - Toilets/Amenities - Other |  | Unknown | 0.00 | NO
Waite_WT13-Charles Hawker Building_Ground Floor_G36 _ Entrance | WT-WT13-GN-G36 | WT13-GN-G36-Entrance | Waite | WT | WT13 | Charles Hawker Building | GN | Ground Floor | G36 | 99939 | Unusable Spaces | 99939 | Unusable Spaces | 12.57 | Entrance | 8 | Non Useable Floor Area Space Group | 805 | Non-usable - Circulation space |  | Unknown | 0.00 | NO
Waite_WT13-Charles Hawker Building_Ground Floor_G4 _ Office | WT-WT13-GN-G4 | WT13-GN-G4-Office | Waite | WT | WT13 | Charles Hawker Building | GN | Ground Floor | G4 | 141 | School of Agriculture, Food and Wine | 141 | School of Agriculture, Food and Wine | 14.46 | Office | 1 | Office Space Group | 101 | Office - Academic Staff |  | Adequate | 1,320.39 | NO
Waite_WT13-Charles Hawker Building_Ground Floor_G40 _ Stair - external | WT-WT13-GN-G40 | WT13-GN-G40-Stair - external | Waite | WT | WT13 | Charles Hawker Building | GN | Ground Floor | G40 | 99939 | Unusable Spaces | 99939 | Unusable Spaces | 7.13 | Stair - external | 8 | Non Useable Floor Area Space Group | 805 | Non-usable - Circulation space |  | Unknown | 0.00 | NO
Waite_WT13-Charles Hawker Building_Ground Floor_G41 _ Ramp - external | WT-WT13-GN-G41 | WT13-GN-G41-Ramp - external | Waite | WT | WT13 | Charles Hawker Building | GN | Ground Floor | G41 | 99939 | Unusable Spaces | 99939 | Unusable Spaces | 5.81 | Ramp - external | 8 | Non Useable Floor Area Space Group | 805 | Non-usable - Circulation space |  | Unknown | 0.00 | NO
Waite_WT13-Charles Hawker Building_Ground Floor_G42 _ Stair - external | WT-WT13-GN-G42 | WT13-GN-G42-Stair - external | Waite | WT | WT13 | Charles Hawker Building | GN | Ground Floor | G42 | 99939 | Unusable Spaces | 99939 | Unusable Spaces | 4.49 | Stair - external | 8 | Non Useable Floor Area Space Group | 805 | Non-usable - Circulation space |  | Unknown | 0.00 | NO
Waite_WT13-Charles Hawker Building_Ground Floor_G43 _ Balcony (UCA) | WT-WT13-GN-G43 | WT13-GN-G43-Balcony (UCA) | Waite | WT | WT13 | Charles Hawker Building | GN | Ground Floor | G43 | 99939 | Unusable Spaces | 99939 | Unusable Spaces | 72.36 | Balcony (UCA) | 8 | Non Useable Floor Area Space Group | 839 | Non-usable - Verandah/Balcony |  | Unknown | 0.00 | NO
Waite_WT13-Charles Hawker Building_Ground Floor_G44 _ Entrance | WT-WT13-GN-G44 | WT13-GN-G44-Entrance | Waite | WT | WT13 | Charles Hawker Building | GN | Ground Floor | G44 | 99939 | Unusable Spaces | 99939 | Unusable Spaces | 9.56 | Entrance | 8 | Non Useable Floor Area Space Group | 805 | Non-usable - Circulation space |  | Unknown | 0.00 | NO
Waite_WT13-Charles Hawker Building_Ground Floor_G5 _ Staff Room | WT-WT13-GN-G5 | WT13-GN-G5-Staff Room | Waite | WT | WT13 | Charles Hawker Building | GN | Ground Floor | G5 | 141 | School of Agriculture, Food and Wine | 141 | School of Agriculture, Food and Wine | 14.46 | Staff Room | 6 | General Facility Space Group | 605 | General Facility - Common Room Staff access |  | Adequate | 1,478.84 | NO
Waite_WT13-Charles Hawker Building_Ground Floor_G6 _ Instrument Room | WT-WT13-GN-G6 | WT13-GN-G6-Instrument Room | Waite | WT | WT13 | Charles Hawker Building | GN | Ground Floor | G6 | 141 | School of Agriculture, Food and Wine | 141 | School of Agriculture, Food and Wine | 24.03 | Instrument Room | 4 | Ancillary Area Space Group | 402 | Ancillary Area - Instrument Room |  | Adequate | 1,930.95 | NO
Waite_WT13-Charles Hawker Building_Ground Floor_G8 _ Cold Room | WT-WT13-GN-G8 | WT13-GN-G8-Cold Room | Waite | WT | WT13 | Charles Hawker Building | GN | Ground Floor | G8 | 141 | School of Agriculture, Food and Wine | 141 | School of Agriculture, Food and Wine | 15.18 | Cold Room | 4 | Ancillary Area Space Group | 405 | Ancillary Area - Constant Temperature/ Freezer/Cold/Warm Rooms |  | Adequate | 1,219.80 | NO
Waite_WT13-Charles Hawker Building_Ground Floor_G8A _ Plant Room 2 | WT-WT13-GN-G8A | WT13-GN-G8A-Plant Room 2 | Waite | WT | WT13 | Charles Hawker Building | GN | Ground Floor | G8A | 99939 | Unusable Spaces | 99939 | Unusable Spaces | 4.72 | Plant Room 2 | 8 | Non Useable Floor Area Space Group | 811 | Non-usable - Plant room other |  | Unknown | 0.00 | NO
Waite_WT13-Charles Hawker Building_Ground Floor_G9 _ Laboratory 3 | WT-WT13-GN-G9 | WT13-GN-G9-Laboratory 3 | Waite | WT | WT13 | Charles Hawker Building | GN | Ground Floor | G9 | 141 | School of Agriculture, Food and Wine | 141 | School of Agriculture, Food and Wine | 145.02 | Laboratory 3 | 3 | Specialist Teaching or Research Space Group | 300 | Laboratory - Specialist teaching and research - type not defined |  | Barely Adequate | 16,907.74 | NO
Waite_WT14-Claremont House_First Floor_100 _ Corr. | WT-WT14-01-100 | WT14-01-100-Corr. | Waite | WT | WT14 | Claremont House | 01 | First Floor | 100 | 99939 | Unusable Spaces | 99939 | Unusable Spaces | 6.8 | Corr. | 8 | Non Useable Floor Area Space Group | 805 | Non-usable - Circulation space |  | Unknown | 0.00 | NO
Waite_WT14-Claremont House_First Floor_101 _ Bedroom | WT-WT14-01-101 | WT14-01-101-Bedroom | Waite | WT | WT14 | Claremont House | 01 | First Floor | 101 | 99946 | Vacant not occupiable | 99939 | Unusable Spaces | 13.7 | Bedroom | 7 | Residential Accommodation Space Group | 700 | Residential - Specific type not defined |  | Unknown | 0.00 | NO
Waite_WT14-Claremont House_First Floor_102 _ Bedroom | WT-WT14-01-102 | WT14-01-102-Bedroom | Waite | WT | WT14 | Claremont House | 01 | First Floor | 102 | 99946 | Vacant not occupiable | 99939 | Unusable Spaces | 10.24 | Bedroom | 7 | Residential Accommodation Space Group | 700 | Residential - Specific type not defined |  | Unknown | 0.00 | NO
Waite_WT14-Claremont House_First Floor_103 _ Bedroom | WT-WT14-01-103 | WT14-01-103-Bedroom | Waite | WT | WT14 | Claremont House | 01 | First Floor | 103 | 99946 | Vacant not occupiable | 99939 | Unusable Spaces | 7.04 | Bedroom | 7 | Residential Accommodation Space Group | 700 | Residential - Specific type not defined |  | Unknown | 0.00 | NO
Waite_WT14-Claremont House_First Floor_103A _ Corr. | WT-WT14-01-103A | WT14-01-103A-Corr. | Waite | WT | WT14 | Claremont House | 01 | First Floor | 103A | 99939 | Unusable Spaces | 99939 | Unusable Spaces | 0.77 | Corr. | 8 | Non Useable Floor Area Space Group | 805 | Non-usable - Circulation space |  | Unknown | 0.00 | NO
Waite_WT14-Claremont House_First Floor_104 _ Bathroom | WT-WT14-01-104 | WT14-01-104-Bathroom | Waite | WT | WT14 | Claremont House | 01 | First Floor | 104 | 99939 | Unusable Spaces | 99939 | Unusable Spaces | 5.92 | Bathroom | 7 | Residential Accommodation Space Group | 700 | Residential - Specific type not defined |  | Unknown | 0.00 | NO
Waite_WT14-Claremont House_First Floor_104A _ WC | WT-WT14-01-104A | WT14-01-104A-WC | Waite | WT | WT14 | Claremont House | 01 | First Floor | 104A | 99939 | Unusable Spaces | 99939 | Unusable Spaces | 1.27 | WC | 8 | Non Useable Floor Area Space Group | 835 | Non-usable - Toilets/Amenities - Other |  | Unknown | 0.00 | NO
Waite_WT14-Claremont House_First Floor_105 _ Bedroom | WT-WT14-01-105 | WT14-01-105-Bedroom | Waite | WT | WT14 | Claremont House | 01 | First Floor | 105 | 99939 | Unusable Spaces | 99939 | Unusable Spaces | 12.81 | Bedroom | 7 | Residential Accommodation Space Group | 700 | Residential - Specific type not defined |  | Unknown | 0.00 | NO
Waite_WT14-Claremont House_First Floor_G4B _ Stair | WT-WT14-01-G4B | WT14-01-G4B-Stair | Waite | WT | WT14 | Claremont House | 01 | First Floor | G4B | 99939 | Unusable Spaces | 99939 | Unusable Spaces | 3.45 | Stair | 8 | Non Useable Floor Area Space Group | 805 | Non-usable - Circulation space |  | Unknown | 0.00 | NO
Waite_WT14-Claremont House_Ground Floor_G0 _ Corr. | WT-WT14-GN-G0 | WT14-GN-G0-Corr. | Waite | WT | WT14 | Claremont House | GN | Ground Floor | G0 | 99939 | Unusable Spaces | 99939 | Unusable Spaces | 6.32 | Corr. | 8 | Non Useable Floor Area Space Group | 805 | Non-usable - Circulation space |  | Unknown | 0.00 | NO
Waite_WT14-Claremont House_Ground Floor_G01 _ Stair | WT-WT14-GN-G01 | WT14-GN-G01-Stair | Waite | WT | WT14 | Claremont House | GN | Ground Floor | G01 | 99939 | Unusable Spaces | 99939 | Unusable Spaces | 5.88 | Stair | 8 | Non Useable Floor Area Space Group | 805 | Non-usable - Circulation space |  | Unknown | 0.00 | NO
Waite_WT14-Claremont House_Ground Floor_G1 _ Living | WT-WT14-GN-G1 | WT14-GN-G1-Living | Waite | WT | WT14 | Claremont House | GN | Ground Floor | G1 | 99946 | Vacant not occupiable | 99939 | Unusable Spaces | 23.66 | Living | 7 | Residential Accommodation Space Group | 700 | Residential - Specific type not defined |  | Unknown | 0.00 | NO
Waite_WT14-Claremont House_Ground Floor_G1A _ Dining | WT-WT14-GN-G1A | WT14-GN-G1A-Dining | Waite | WT | WT14 | Claremont House | GN | Ground Floor | G1A | 99946 | Vacant not occupiable | 99939 | Unusable Spaces | 12.82 | Dining | 7 | Residential Accommodation Space Group | 700 | Residential - Specific type not defined |  | Unknown | 0.00 | NO
Waite_WT14-Claremont House_Ground Floor_G2 _ Store | WT-WT14-GN-G2 | WT14-GN-G2-Store | Waite | WT | WT14 | Claremont House | GN | Ground Floor | G2 | 99946 | Vacant not occupiable | 99939 | Unusable Spaces | 15.17 | Store | 4 | Ancillary Area Space Group | 419 | Ancillary Area - Store Room - Generic |  | Unknown | 0.00 | NO
Waite_WT14-Claremont House_Ground Floor_G3 _ WC | WT-WT14-GN-G3 | WT14-GN-G3-WC | Waite | WT | WT14 | Claremont House | GN | Ground Floor | G3 | 99939 | Unusable Spaces | 99939 | Unusable Spaces | 4 | WC | 8 | Non Useable Floor Area Space Group | 835 | Non-usable - Toilets/Amenities - Other |  | Unknown | 0.00 | NO
Waite_WT14-Claremont House_Ground Floor_G4 _ Pantry | WT-WT14-GN-G4 | WT14-GN-G4-Pantry | Waite | WT | WT14 | Claremont House | GN | Ground Floor | G4 | 99946 | Vacant not occupiable | 99939 | Unusable Spaces | 6.65 | Pantry | 6 | General Facility Space Group | 608 | General Facility - Kitchen/Servery/Food Storage |  | Unknown | 0.00 | NO
Waite_WT14-Claremont House_Ground Floor_G5 _ Ldry | WT-WT14-GN-G5 | WT14-GN-G5-Ldry | Waite | WT | WT14 | Claremont House | GN | Ground Floor | G5 | 99946 | Vacant not occupiable | 99939 | Unusable Spaces | 8.41 | Ldry | 7 | Residential Accommodation Space Group | 700 | Residential - Specific type not defined |  | Unknown | 0.00 | NO
Waite_WT14-Claremont House_Ground Floor_G6 _ Kitchen | WT-WT14-GN-G6 | WT14-GN-G6-Kitchen | Waite | WT | WT14 | Claremont House | GN | Ground Floor | G6 | 99946 | Vacant not occupiable | 99939 | Unusable Spaces | 7.06 | Kitchen | 7 | Residential Accommodation Space Group | 700 | Residential - Specific type not defined |  | Unknown | 0.00 | NO
Waite_WT15-Claremont Shed_Ground Floor_G1 _ Store | WT-WT15-GN-G1 | WT15-GN-G1-Store | Waite | WT | WT15 | Claremont Shed | GN | Ground Floor | G1 | 99977 | Other Commercial Relationship | 859 | Infrastructure | 91.6 | Store | 4 | Ancillary Area Space Group | 419 | Ancillary Area - Store Room - Generic |  | Poor | 5,962.08 | NO
Waite_WT15-Claremont Shed_Ground Floor_G2 _ Store | WT-WT15-GN-G2 | WT15-GN-G2-Store | Waite | WT | WT15 | Claremont Shed | GN | Ground Floor | G2 | 99977 | Other Commercial Relationship | 859 | Infrastructure | 31.05 | Store | 4 | Ancillary Area Space Group | 419 | Ancillary Area - Store Room - Generic |  | Poor | 2,020.99 | NO
Waite_WT15-Claremont Shed_Ground Floor_G3 _ Store | WT-WT15-GN-G3 | WT15-GN-G3-Store | Waite | WT | WT15 | Claremont Shed | GN | Ground Floor | G3 | 99977 | Other Commercial Relationship | 859 | Infrastructure | 201.45 | Store | 4 | Ancillary Area Space Group | 419 | Ancillary Area - Store Room - Generic |  | Poor | 13,112.02 | NO
Waite_WT15-Claremont Shed_Ground Floor_G4 _ Store | WT-WT15-GN-G4 | WT15-GN-G4-Store | Waite | WT | WT15 | Claremont Shed | GN | Ground Floor | G4 | 99977 | Other Commercial Relationship | 859 | Infrastructure | 73.2 | Store | 4 | Ancillary Area Space Group | 419 | Ancillary Area - Store Room - Generic |  | Poor | 4,764.46 | NO
Waite_WT15-Claremont Shed_Ground Floor_G4A _ Store | WT-WT15-GN-G4A | WT15-GN-G4A-Store | Waite | WT | WT15 | Claremont Shed | GN | Ground Floor | G4A | 99977 | Other Commercial Relationship | 859 | Infrastructure | 38.4 | Store | 4 | Ancillary Area Space Group | 419 | Ancillary Area - Store Room - Generic |  | Poor | 2,499.39 | NO
Waite_WT15-Claremont Shed_Ground Floor_G5 _ Store | WT-WT15-GN-G5 | WT15-GN-G5-Store | Waite | WT | WT15 | Claremont Shed | GN | Ground Floor | G5 | 99977 | Other Commercial Relationship | 859 | Infrastructure | 166.99 | Store | 4 | Ancillary Area Space Group | 419 | Ancillary Area - Store Room - Generic |  | Poor | 10,869.08 | NO
Waite_WT16-Coach House_Ground Floor_G0 _ Covered Entry (UCA) | WT-WT16-01-G0 | WT16-01-G0-Covered Entry (UCA) | Waite | WT | WT16 | Coach House | 01 | Ground Floor | G0 | 99939 | Unusable Spaces | 99939 | Unusable Spaces | 16.4 | Covered Entry (UCA) | 8 | Non Useable Floor Area Space Group | 839 | Non-usable - Verandah/Balcony |  | Unknown | 0.00 | NO
Waite_WT16-Coach House_Ground Floor_G1 _ Reception / Exhibition | WT-WT16-01-G1 | WT16-01-G1-Reception / Exhibition | Waite | WT | WT16 | Coach House | 01 | Ground Floor | G1 | 510 | School of Architecture & Built Environment | 510 | School of Architecture & Built Environment | 79.97 | Reception / Exhibition | 6 | General Facility Space Group | 623 | General Facility - Waiting Area/Foyer/Reception Area |  | Barely Adequate | 7,851.47 | NO
Waite_WT16-Coach House_Ground Floor_G2 _ Office - Treenet | WT-WT16-01-G2 | WT16-01-G2-Office - Treenet | Waite | WT | WT16 | Coach House | 01 | Ground Floor | G2 | 816 | Waite Precinct | 816 | Waite Precinct | 23.88 | Office - Treenet | 1 | Office Space Group | 101 | Office - Academic Staff |  | Barely Adequate | 2,093.34 | NO
Waite_WT16-Coach House_Ground Floor_G3 _ Archival Storage | WT-WT16-01-G3 | WT16-01-G3-Archival Storage | Waite | WT | WT16 | Coach House | 01 | Ground Floor | G3 | 816 | Waite Precinct | 816 | Waite Precinct | 30.75 | Archival Storage | 4 | Ancillary Area Space Group | 419 | Ancillary Area - Store Room - Generic |  | Barely Adequate | 2,372.10 | NO
Waite_WT16-Coach House_Ground Floor_G4 _ Audio Visual Display | WT-WT16-01-G4 | WT16-01-G4-Audio Visual Display | Waite | WT | WT16 | Coach House | 01 | Ground Floor | G4 | 510 | School of Architecture & Built Environment | 510 | School of Architecture & Built Environment | 126.51 | Audio Visual Display | 4 | Ancillary Area Space Group | 406 | Ancillary Area - Display Area/ Museum/ Research Collection |  | Barely Adequate | 9,759.19 | NO
Waite_WT16-Coach House_Ground Floor_G5 _ Display Room | WT-WT16-01-G5 | WT16-01-G5-Display Room | Waite | WT | WT16 | Coach House | 01 | Ground Floor | G5 | 816 | Waite Precinct | 816 | Waite Precinct | 28.11 | Display Room | 4 | Ancillary Area Space Group | 406 | Ancillary Area - Display Area/ Museum/ Research Collection |  | Barely Adequate | 2,168.45 | NO
Waite_WT16-Coach House_Ground Floor_G5A _ Exhibition Room | WT-WT16-01-G5A | WT16-01-G5A-Exhibition Room | Waite | WT | WT16 | Coach House | 01 | Ground Floor | G5A | 510 | School of Architecture & Built Environment | 510 | School of Architecture & Built Environment | 28.95 | Exhibition Room | 4 | Ancillary Area Space Group | 406 | Ancillary Area - Display Area/ Museum/ Research Collection |  | Barely Adequate | 2,233.25 | NO
Waite_WT16-Coach House_Ground Floor_G5B _ Store | WT-WT16-01-G5B | WT16-01-G5B-Store | Waite | WT | WT16 | Coach House | 01 | Ground Floor | G5B | 816 | Waite Precinct | 816 | Waite Precinct | 1.23 | Store | 4 | Ancillary Area Space Group | 419 | Ancillary Area - Store Room - Generic |  | Barely Adequate | 94.88 | NO
Waite_WT16-Coach House_Ground Floor_G6 _ Covered Entry (UCA) | WT-WT16-01-G6 | WT16-01-G6-Covered Entry (UCA) | Waite | WT | WT16 | Coach House | 01 | Ground Floor | G6 | 99939 | Unusable Spaces | 99939 | Unusable Spaces | 16 | Covered Entry (UCA) | 8 | Non Useable Floor Area Space Group | 839 | Non-usable - Verandah/Balcony |  | Unknown | 0.00 | NO
Waite_WT16-Coach House_Ground Floor_G7 _ Stair | WT-WT16-01-G7 | WT16-01-G7-Stair | Waite | WT | WT16 | Coach House | 01 | Ground Floor | G7 | 99939 | Unusable Spaces | 99939 | Unusable Spaces | 8.54 | Stair | 8 | Non Useable Floor Area Space Group | 805 | Non-usable - Circulation space |  | Unknown | 0.00 | NO
Waite_WT16-Coach House_First Floor_101 _ Store/Workroom | WT-WT16-02-101 | WT16-02-101-Store/Workroom | Waite | WT | WT16 | Coach House | 02 | First Floor | 101 | 816 | Waite Precinct | 816 | Waite Precinct | 142.74 | Store/Workroom | 4 | Ancillary Area Space Group | 419 | Ancillary Area - Store Room - Generic |  | Barely Adequate | 11,011.19 | NO
Waite_WT17-Sports Clubrooms_Ground Floor_G0 _ Corr. | WT-WT17-GN-G0 | WT17-GN-G0-Corr. | Waite | WT | WT17 | Sports Clubrooms | GN | Ground Floor | G0 | 99939 | Unusable Spaces | 99939 | Unusable Spaces | 1.57 | Corr. | 8 | Non Useable Floor Area Space Group | 805 | Non-usable - Circulation space |  | Unknown | 0.00 | NO
Waite_WT17-Sports Clubrooms_Ground Floor_G1 _ Store | WT-WT17-GN-G1 | WT17-GN-G1-Store | Waite | WT | WT17 | Sports Clubrooms | GN | Ground Floor | G1 | 99995 | Uni of Adelaide Sports Association | 859 | Infrastructure | 33.07 | Store | 4 | Ancillary Area Space Group | 419 | Ancillary Area - Store Room - Generic |  | Barely Adequate | 2,551.07 | NO
Waite_WT17-Sports Clubrooms_Ground Floor_G10 _ Sports Assoc. | WT-WT17-GN-G10 | WT17-GN-G10-Sports Assoc. | Waite | WT | WT17 | Sports Clubrooms | GN | Ground Floor | G10 | 99995 | Uni of Adelaide Sports Association | 859 | Infrastructure | 28.62 | Sports Assoc. | 6 | General Facility Space Group | 609 | General Facility - Recreation Room/Lounge/Bar/Social space |  | Barely Adequate | 2,809.92 | NO
Waite_WT17-Sports Clubrooms_Ground Floor_G11 _ Changeroom | WT-WT17-GN-G11 | WT17-GN-G11-Changeroom | Waite | WT | WT17 | Sports Clubrooms | GN | Ground Floor | G11 | 99995 | Uni of Adelaide Sports Association | 859 | Infrastructure | 26.85 | Changeroom | 8 | Non Useable Floor Area Space Group | 835 | Non-usable - Toilets/Amenities - Other |  | Barely Adequate | 0.00 | NO
Waite_WT17-Sports Clubrooms_Ground Floor_G12 _ WC | WT-WT17-GN-G12 | WT17-GN-G12-WC | Waite | WT | WT17 | Sports Clubrooms | GN | Ground Floor | G12 | 99939 | Unusable Spaces | 99939 | Unusable Spaces | 13.05 | WC | 8 | Non Useable Floor Area Space Group | 835 | Non-usable - Toilets/Amenities - Other |  | Unknown | 0.00 | NO
Waite_WT17-Sports Clubrooms_Ground Floor_G12A _ WC | WT-WT17-GN-G12A | WT17-GN-G12A-WC | Waite | WT | WT17 | Sports Clubrooms | GN | Ground Floor | G12A | 99939 | Unusable Spaces | 99939 | Unusable Spaces | 1.17 | WC | 8 | Non Useable Floor Area Space Group | 835 | Non-usable - Toilets/Amenities - Other |  | Unknown | 0.00 | NO
Waite_WT17-Sports Clubrooms_Ground Floor_G13 _ WC | WT-WT17-GN-G13 | WT17-GN-G13-WC | Waite | WT | WT17 | Sports Clubrooms | GN | Ground Floor | G13 | 99939 | Unusable Spaces | 99939 | Unusable Spaces | 10.55 | WC | 8 | Non Useable Floor Area Space Group | 835 | Non-usable - Toilets/Amenities - Other |  | Unknown | 0.00 | NO
Waite_WT17-Sports Clubrooms_Ground Floor_G13A _ WC | WT-WT17-GN-G13A | WT17-GN-G13A-WC | Waite | WT | WT17 | Sports Clubrooms | GN | Ground Floor | G13A | 99939 | Unusable Spaces | 99939 | Unusable Spaces | 1.65 | WC | 8 | Non Useable Floor Area Space Group | 835 | Non-usable - Toilets/Amenities - Other |  | Unknown | 0.00 | NO
Waite_WT17-Sports Clubrooms_Ground Floor_G1A _ Store - Mercedes Col | WT-WT17-GN-G1A | WT17-GN-G1A-Store - Mercedes Col | Waite | WT | WT17 | Sports Clubrooms | GN | Ground Floor | G1A | 99995 | Uni of Adelaide Sports Association | 859 | Infrastructure | 20.25 | Store - Mercedes Col | 4 | Ancillary Area Space Group | 419 | Ancillary Area - Store Room - Generic |  | Barely Adequate | 1,562.12 | NO
Waite_WT17-Sports Clubrooms_Ground Floor_G2 _ Club Room | WT-WT17-GN-G2 | WT17-GN-G2-Club Room | Waite | WT | WT17 | Sports Clubrooms | GN | Ground Floor | G2 | 99995 | Uni of Adelaide Sports Association | 859 | Infrastructure | 20.03 | Club Room | 6 | General Facility Space Group | 609 | General Facility - Recreation Room/Lounge/Bar/Social space |  | Barely Adequate | 1,966.55 | NO
Waite_WT17-Sports Clubrooms_Ground Floor_G3 _ Verandah (UCA) | WT-WT17-GN-G3 | WT17-GN-G3-Verandah (UCA) | Waite | WT | WT17 | Sports Clubrooms | GN | Ground Floor | G3 | 99995 | Uni of Adelaide Sports Association | 859 | Infrastructure | 49.58 | Verandah (UCA) | 8 | Non Useable Floor Area Space Group | 839 | Non-usable - Verandah/Balcony |  | Barely Adequate | 0.00 | NO
Waite_WT17-Sports Clubrooms_Ground Floor_G4 _ Changeroom | WT-WT17-GN-G4 | WT17-GN-G4-Changeroom | Waite | WT | WT17 | Sports Clubrooms | GN | Ground Floor | G4 | 99995 | Uni of Adelaide Sports Association | 859 | Infrastructure | 26.85 | Changeroom | 8 | Non Useable Floor Area Space Group | 835 | Non-usable - Toilets/Amenities - Other |  | Barely Adequate | 0.00 | NO
Waite_WT17-Sports Clubrooms_Ground Floor_G5 _ WC / Shower | WT-WT17-GN-G5 | WT17-GN-G5-WC / Shower | Waite | WT | WT17 | Sports Clubrooms | GN | Ground Floor | G5 | 99995 | Uni of Adelaide Sports Association | 859 | Infrastructure | 12.63 | WC / Shower | 8 | Non Useable Floor Area Space Group | 835 | Non-usable - Toilets/Amenities - Other |  | Barely Adequate | 0.00 | NO
Waite_WT17-Sports Clubrooms_Ground Floor_G5A _ Sports Assoc. | WT-WT17-GN-G5A | WT17-GN-G5A-Sports Assoc. | Waite | WT | WT17 | Sports Clubrooms | GN | Ground Floor | G5A | 99995 | Uni of Adelaide Sports Association | 859 | Infrastructure | 1.44 | Sports Assoc. | 6 | General Facility Space Group | 600 | General Facility - Specific type not defined |  | Barely Adequate | 141.38 | NO
Waite_WT17-Sports Clubrooms_Ground Floor_G6 _ WC / Shower | WT-WT17-GN-G6 | WT17-GN-G6-WC / Shower | Waite | WT | WT17 | Sports Clubrooms | GN | Ground Floor | G6 | 99995 | Uni of Adelaide Sports Association | 859 | Infrastructure | 14.33 | WC / Shower | 8 | Non Useable Floor Area Space Group | 835 | Non-usable - Toilets/Amenities - Other |  | Barely Adequate | 0.00 | NO
Waite_WT17-Sports Clubrooms_Ground Floor_G7 _ Store | WT-WT17-GN-G7 | WT17-GN-G7-Store | Waite | WT | WT17 | Sports Clubrooms | GN | Ground Floor | G7 | 99995 | Uni of Adelaide Sports Association | 859 | Infrastructure | 15.28 | Store | 4 | Ancillary Area Space Group | 419 | Ancillary Area - Store Room - Generic |  | Barely Adequate | 1,178.72 | NO
Waite_WT17-Sports Clubrooms_Ground Floor_G8A _ Bar | WT-WT17-GN-G8A | WT17-GN-G8A-Bar | Waite | WT | WT17 | Sports Clubrooms | GN | Ground Floor | G8A | 99995 | Uni of Adelaide Sports Association | 859 | Infrastructure | 21.51 | Bar | 6 | General Facility Space Group | 609 | General Facility - Recreation Room/Lounge/Bar/Social space |  | Barely Adequate | 2,111.86 | NO
Waite_WT17-Sports Clubrooms_Ground Floor_G8B _ Corr. | WT-WT17-GN-G8B | WT17-GN-G8B-Corr. | Waite | WT | WT17 | Sports Clubrooms | GN | Ground Floor | G8B | 99995 | Uni of Adelaide Sports Association | 859 | Infrastructure | 4.81 | Corr. | 8 | Non Useable Floor Area Space Group | 805 | Non-usable - Circulation space |  | Barely Adequate | 0.00 | NO
Waite_WT17-Sports Clubrooms_Ground Floor_G9 _ Club Room | WT-WT17-GN-G9 | WT17-GN-G9-Club Room | Waite | WT | WT17 | Sports Clubrooms | GN | Ground Floor | G9 | 99995 | Uni of Adelaide Sports Association | 859 | Infrastructure | 26.85 | Club Room | 6 | General Facility Space Group | 609 | General Facility - Recreation Room/Lounge/Bar/Social space |  | Barely Adequate | 2,636.14 | NO
Waite_WT18-Security Cottage_Ground Floor_G0 _ Verandah (UCA) | WT-WT18-01-G0 | WT18-01-G0-Verandah (UCA) | Waite | WT | WT18 | Security Cottage | 01 | Ground Floor | G0 | 99939 | Unusable Spaces | 99939 | Unusable Spaces | 3.13 | Verandah (UCA) | 8 | Non Useable Floor Area Space Group | 839 | Non-usable - Verandah/Balcony |  | Unknown | 0.00 | NO
Waite_WT18-Security Cottage_Ground Floor_G1 _ Staff Room | WT-WT18-01-G1 | WT18-01-G1-Staff Room | Waite | WT | WT18 | Security Cottage | 01 | Ground Floor | G1 | 859 | Infrastructure Office | 859 | Infrastructure | 14.63 | Staff Room | 6 | General Facility Space Group | 605 | General Facility - Common Room Staff access |  | Barely Adequate | 1,436.38 | NO
Waite_WT18-Security Cottage_Ground Floor_G2 _ Rest Room | WT-WT18-01-G2 | WT18-01-G2-Rest Room | Waite | WT | WT18 | Security Cottage | 01 | Ground Floor | G2 | 859 | Infrastructure Office | 859 | Infrastructure | 13.77 | Rest Room | 6 | General Facility Space Group | 621 | General Facility - Sick Bay |  | Barely Adequate | 1,351.94 | NO
Waite_WT18-Security Cottage_Ground Floor_G3 _ Storage / Kitchen | WT-WT18-01-G3 | WT18-01-G3-Storage / Kitchen | Waite | WT | WT18 | Security Cottage | 01 | Ground Floor | G3 | 859 | Infrastructure Office | 859 | Infrastructure | 22.86 | Storage / Kitchen | 4 | Ancillary Area Space Group | 419 | Ancillary Area - Store Room - Generic |  | Barely Adequate | 1,763.46 | NO
Waite_WT18-Security Cottage_Ground Floor_G4 _ Corr. | WT-WT18-01-G4 | WT18-01-G4-Corr. | Waite | WT | WT18 | Security Cottage | 01 | Ground Floor | G4 | 859 | Infrastructure Office | 859 | Infrastructure | 5.06 | Corr. | 8 | Non Useable Floor Area Space Group | 805 | Non-usable - Circulation space |  | Barely Adequate | 0.00 | NO
Waite_WT18-Security Cottage_Ground Floor_G5 _ WC | WT-WT18-01-G5 | WT18-01-G5-WC | Waite | WT | WT18 | Security Cottage | 01 | Ground Floor | G5 | 99939 | Unusable Spaces | 99939 | Unusable Spaces | 9.33 | WC | 8 | Non Useable Floor Area Space Group | 835 | Non-usable - Toilets/Amenities - Other |  | Unknown | 0.00 | NO
Waite_WT18-Security Cottage_Ground Floor_G6 _ Office | WT-WT18-01-G6 | WT18-01-G6-Office | Waite | WT | WT18 | Security Cottage | 01 | Ground Floor | G6 | 859 | Infrastructure Office | 859 | Infrastructure | 11.88 | Office | 1 | Office Space Group | 108 | Office - Professional/General Staff |  | Barely Adequate | 1,041.41 | NO
Waite_WT18-Security Cottage_Ground Floor_G7 _ Office | WT-WT18-01-G7 | WT18-01-G7-Office | Waite | WT | WT18 | Security Cottage | 01 | Ground Floor | G7 | 859 | Infrastructure Office | 859 | Infrastructure | 13.77 | Office | 1 | Office Space Group | 108 | Office - Professional/General Staff |  | Barely Adequate | 1,207.09 | NO
Waite_WT18-Security Cottage_Ground Floor_G8 _ Reception | WT-WT18-01-G8 | WT18-01-G8-Reception | Waite | WT | WT18 | Security Cottage | 01 | Ground Floor | G8 | 859 | Infrastructure Office | 859 | Infrastructure | 4.07 | Reception | 6 | General Facility Space Group | 623 | General Facility - Waiting Area/Foyer/Reception Area |  | Barely Adequate | 399.59 | NO
Waite_WT19-Crop Protection Field Laboratory_Ground Floor_G0 _ Foyer | WT-WT19-GN-G0 | WT19-GN-G0-Foyer | Waite | WT | WT19 | Crop Protection Field Laboratory | GN | Ground Floor | G0 | 141 | School of Agriculture, Food and Wine | 141 | School of Agriculture, Food and Wine | 12.22 | Foyer | 8 | Non Useable Floor Area Space Group | 805 | Non-usable - Circulation space |  | Adequate | 0.00 | NO
Waite_WT19-Crop Protection Field Laboratory_Ground Floor_G0A _ Entry / Verandah (UCA) | WT-WT19-GN-G0A | WT19-GN-G0A-Entry / Verandah (UCA) | Waite | WT | WT19 | Crop Protection Field Laboratory | GN | Ground Floor | G0A | 99939 | Unusable Spaces | 99939 | Unusable Spaces | 13.14 | Entry / Verandah (UCA) | 8 | Non Useable Floor Area Space Group | 839 | Non-usable - Verandah/Balcony |  | Unknown |  | NO
Waite_WT19-Crop Protection Field Laboratory_Ground Floor_G1 _ Office | WT-WT19-GN-G1 | WT19-GN-G1-Office | Waite | WT | WT19 | Crop Protection Field Laboratory | GN | Ground Floor | G1 | 141 | School of Agriculture, Food and Wine | 141 | School of Agriculture, Food and Wine | 7.97 | Office | 1 | Office Space Group | 101 | Office - Academic Staff |  | Adequate | 727.77 | NO
Waite_WT19-Crop Protection Field Laboratory_Ground Floor_G11 _ Office | WT-WT19-GN-G11 | WT19-GN-G11-Office | Waite | WT | WT19 | Crop Protection Field Laboratory | GN | Ground Floor | G11 | 99989 | State Government Departments | 859 | Infrastructure | 10.9 | Office | 1 | Office Space Group | 101 | Office - Academic Staff |  | Adequate | 995.32 | NO
Waite_WT19-Crop Protection Field Laboratory_Ground Floor_G12 _ Office | WT-WT19-GN-G12 | WT19-GN-G12-Office | Waite | WT | WT19 | Crop Protection Field Laboratory | GN | Ground Floor | G12 | 99989 | State Government Departments | 859 | Infrastructure | 10.7 | Office | 1 | Office Space Group | 101 | Office - Academic Staff |  | Adequate | 977.05 | NO
Waite_WT19-Crop Protection Field Laboratory_Ground Floor_G13 _ Office | WT-WT19-GN-G13 | WT19-GN-G13-Office | Waite | WT | WT19 | Crop Protection Field Laboratory | GN | Ground Floor | G13 | 99989 | State Government Departments | 859 | Infrastructure | 10.12 | Office | 1 | Office Space Group | 101 | Office - Academic Staff |  | Adequate | 924.09 | NO
Waite_WT19-Crop Protection Field Laboratory_Ground Floor_G14 _ Office | WT-WT19-GN-G14 | WT19-GN-G14-Office | Waite | WT | WT19 | Crop Protection Field Laboratory | GN | Ground Floor | G14 | 99989 | State Government Departments | 859 | Infrastructure | 8.88 | Office | 1 | Office Space Group | 101 | Office - Academic Staff |  | Adequate | 810.86 | NO
Waite_WT19-Crop Protection Field Laboratory_Ground Floor_G15 _ WC | WT-WT19-GN-G15 | WT19-GN-G15-WC | Waite | WT | WT19 | Crop Protection Field Laboratory | GN | Ground Floor | G15 | 99939 | Unusable Spaces | 99939 | Unusable Spaces | 5.56 | WC | 8 | Non Useable Floor Area Space Group | 835 | Non-usable - Toilets/Amenities - Other |  | Unknown | 0.00 | NO
Waite_WT19-Crop Protection Field Laboratory_Ground Floor_G15A _ Cleaning | WT-WT19-GN-G15A | WT19-GN-G15A-Cleaning | Waite | WT | WT19 | Crop Protection Field Laboratory | GN | Ground Floor | G15A | 99939 | Unusable Spaces | 99939 | Unusable Spaces | 0.63 | Cleaning | 8 | Non Useable Floor Area Space Group | 806 | Non-usable - Cleaners room |  | Unknown | 0.00 | NO
Waite_WT19-Crop Protection Field Laboratory_Ground Floor_G15B _ Elec DB | WT-WT19-GN-G15B | WT19-GN-G15B-Elec DB | Waite | WT | WT19 | Crop Protection Field Laboratory | GN | Ground Floor | G15B | 99939 | Unusable Spaces | 99939 | Unusable Spaces | 0.73 | Elec DB | 8 | Non Useable Floor Area Space Group | 840 | Non-usable - Service riser |  | Unknown | 0.00 | NO
Waite_WT19-Crop Protection Field Laboratory_Ground Floor_G17 _ Office | WT-WT19-GN-G17 | WT19-GN-G17-Office | Waite | WT | WT19 | Crop Protection Field Laboratory | GN | Ground Floor | G17 | 99989 | State Government Departments | 859 | Infrastructure | 6.96 | Office | 1 | Office Space Group | 100 | Office - Specific type not defined |  | Adequate | 635.54 | NO
Waite_WT19-Crop Protection Field Laboratory_Ground Floor_G18 _ WC | WT-WT19-GN-G18 | WT19-GN-G18-WC | Waite | WT | WT19 | Crop Protection Field Laboratory | GN | Ground Floor | G18 | 99939 | Unusable Spaces | 99939 | Unusable Spaces | 1.62 | WC | 8 | Non Useable Floor Area Space Group | 835 | Non-usable - Toilets/Amenities - Other |  | Unknown | 0.00 | NO
Waite_WT19-Crop Protection Field Laboratory_Ground Floor_G2 _ Culture Room (RRS) | WT-WT19-GN-G2 | WT19-GN-G2-Culture Room (RRS) | Waite | WT | WT19 | Crop Protection Field Laboratory | GN | Ground Floor | G2 | 141 | School of Agriculture, Food and Wine | 141 | School of Agriculture, Food and Wine | 7.7 | Culture Room (RRS) | 3 | Specialist Teaching or Research Space Group | 312 | Laboratory - Research Only |  | Adequate | 935.14 | NO
Waite_WT19-Crop Protection Field Laboratory_Ground Floor_G3 _ Cold Room | WT-WT19-GN-G3 | WT19-GN-G3-Cold Room | Waite | WT | WT19 | Crop Protection Field Laboratory | GN | Ground Floor | G3 | 141 | School of Agriculture, Food and Wine | 141 | School of Agriculture, Food and Wine | 5.37 | Cold Room | 4 | Ancillary Area Space Group | 405 | Ancillary Area - Constant Temperature/ Freezer/Cold/Warm Rooms |  | Adequate | 431.51 | NO
Waite_WT19-Crop Protection Field Laboratory_Ground Floor_G4 _ Laboratory | WT-WT19-GN-G4 | WT19-GN-G4-Laboratory | Waite | WT | WT19 | Crop Protection Field Laboratory | GN | Ground Floor | G4 | 141 | School of Agriculture, Food and Wine | 141 | School of Agriculture, Food and Wine | 59.37 | Laboratory | 3 | Specialist Teaching or Research Space Group | 300 | Laboratory - Specialist teaching and research - type not defined |  | Adequate | 7,210.30 | NO
Waite_WT19-Crop Protection Field Laboratory_Ground Floor_G4A _ Carport | WT-WT19-GN-G4A | WT19-GN-G4A-Carport | Waite | WT | WT19 | Crop Protection Field Laboratory | GN | Ground Floor | G4A | 99939 | Unusable Spaces | 99939 | Unusable Spaces | 22.73 | Carport | 8 | Non Useable Floor Area Space Group | 804 | Non-usable - Car park < 50% of building - Not usable TEFMA |  | Unknown |  | NO
Waite_WT19-Crop Protection Field Laboratory_Ground Floor_G5 _ Seminar Room | WT-WT19-GN-G5 | WT19-GN-G5-Seminar Room | Waite | WT | WT19 | Crop Protection Field Laboratory | GN | Ground Floor | G5 | 99989 | State Government Departments | 859 | Infrastructure | 25.84 | Seminar Room | 2 | Teaching Space Group | 206 | Lecture/Seminar/Tutorial/Class Room (<30) Flat Floor |  | Adequate | 2,878.64 | NO
Waite_WT19-Crop Protection Field Laboratory_Ground Floor_G5A _ Reception | WT-WT19-GN-G5A | WT19-GN-G5A-Reception | Waite | WT | WT19 | Crop Protection Field Laboratory | GN | Ground Floor | G5A | 99989 | State Government Departments | 859 | Infrastructure | 10.4 | Reception | 6 | General Facility Space Group | 623 | General Facility - Waiting Area/Foyer/Reception Area |  | Adequate | 1,063.62 | NO
Waite_WT19-Crop Protection Field Laboratory_Ground Floor_G5B _ Laboratory | WT-WT19-GN-G5B | WT19-GN-G5B-Laboratory | Waite | WT | WT19 | Crop Protection Field Laboratory | GN | Ground Floor | G5B | 99989 | State Government Departments | 859 | Infrastructure | 16.89 | Laboratory | 3 | Specialist Teaching or Research Space Group | 300 | Laboratory - Specialist teaching and research - type not defined |  | Adequate | 2,051.24 | NO
Waite_WT19-Crop Protection Field Laboratory_Ground Floor_G6 _ Corr. | WT-WT19-GN-G6 | WT19-GN-G6-Corr. | Waite | WT | WT19 | Crop Protection Field Laboratory | GN | Ground Floor | G6 | 99989 | State Government Departments | 859 | Infrastructure | 10.59 | Corr. | 8 | Non Useable Floor Area Space Group | 805 | Non-usable - Circulation space |  | Adequate | 0.00 | NO
Waite_WT19-Crop Protection Field Laboratory_Ground Floor_G6A _ Office | WT-WT19-GN-G6A | WT19-GN-G6A-Office | Waite | WT | WT19 | Crop Protection Field Laboratory | GN | Ground Floor | G6A | 99989 | State Government Departments | 859 | Infrastructure | 6.9 | Office | 1 | Office Space Group | 101 | Office - Academic Staff |  | Adequate | 630.06 | NO
Waite_WT19-Crop Protection Field Laboratory_Ground Floor_G6B _ Office | WT-WT19-GN-G6B | WT19-GN-G6B-Office | Waite | WT | WT19 | Crop Protection Field Laboratory | GN | Ground Floor | G6B | 99989 | State Government Departments | 859 | Infrastructure | 10.06 | Office | 1 | Office Space Group | 101 | Office - Academic Staff |  | Adequate | 918.61 | NO
Waite_WT19-Crop Protection Field Laboratory_Ground Floor_G6C _ Office | WT-WT19-GN-G6C | WT19-GN-G6C-Office | Waite | WT | WT19 | Crop Protection Field Laboratory | GN | Ground Floor | G6C | 99989 | State Government Departments | 859 | Infrastructure | 11.29 | Office | 1 | Office Space Group | 101 | Office - Academic Staff |  | Adequate | 1,030.93 | NO
Waite_WT19-Crop Protection Field Laboratory_Ground Floor_G6D _ Office | WT-WT19-GN-G6D | WT19-GN-G6D-Office | Waite | WT | WT19 | Crop Protection Field Laboratory | GN | Ground Floor | G6D | 99989 | State Government Departments | 859 | Infrastructure | 6.9 | Office | 1 | Office Space Group | 101 | Office - Academic Staff |  | Adequate | 630.06 | NO
Waite_WT19-Crop Protection Field Laboratory_Ground Floor_G7 _ Office | WT-WT19-GN-G7 | WT19-GN-G7-Office | Waite | WT | WT19 | Crop Protection Field Laboratory | GN | Ground Floor | G7 | 99989 | State Government Departments | 859 | Infrastructure | 10.96 | Office | 1 | Office Space Group | 101 | Office - Academic Staff |  | Adequate | 1,000.80 | NO
Waite_WT19-Crop Protection Field Laboratory_Ground Floor_G8 _ Office | WT-WT19-GN-G8 | WT19-GN-G8-Office | Waite | WT | WT19 | Crop Protection Field Laboratory | GN | Ground Floor | G8 | 99989 | State Government Departments | 859 | Infrastructure | 12.05 | Office | 1 | Office Space Group | 101 | Office - Academic Staff |  | Adequate | 1,100.33 | NO
Waite_WT19-Crop Protection Field Laboratory_Ground Floor_G9 _ Office | WT-WT19-GN-G9 | WT19-GN-G9-Office | Waite | WT | WT19 | Crop Protection Field Laboratory | GN | Ground Floor | G9 | 99989 | State Government Departments | 859 | Infrastructure | 10.45 | Office | 1 | Office Space Group | 101 | Office - Academic Staff |  | Adequate | 954.23 | NO
Waite_WT20-Cereal Store_Ground Floor_G0 _ Verandah (UCA) | WT-WT20-01-G0 | WT20-01-G0-Verandah (UCA) | Waite | WT | WT20 | Cereal Store | 01 | Ground Floor | G0 | 99939 | Unusable Spaces | 99939 | Unusable Spaces | 147.61 | Verandah (UCA) | 8 | Non Useable Floor Area Space Group | 839 | Non-usable - Verandah/Balcony |  | Unknown | 0.00 | NO
Waite_WT20-Cereal Store_Ground Floor_G1 _ Cold Room | WT-WT20-01-G1 | WT20-01-G1-Cold Room | Waite | WT | WT20 | Cereal Store | 01 | Ground Floor | G1 | 141 | School of Agriculture, Food and Wine | 141 | School of Agriculture, Food and Wine | 103.53 | Cold Room | 4 | Ancillary Area Space Group | 405 | Ancillary Area - Constant Temperature/ Freezer/Cold/Warm Rooms |  | Adequate | 8,319.24 | NO
Waite_WT20-Cereal Store_Ground Floor_G2 _ Pre-prep Area | WT-WT20-01-G2 | WT20-01-G2-Pre-prep Area | Waite | WT | WT20 | Cereal Store | 01 | Ground Floor | G2 | 141 | School of Agriculture, Food and Wine | 141 | School of Agriculture, Food and Wine | 43.34 | Pre-prep Area | 4 | Ancillary Area Space Group | 401 | Ancillary Area - Laboratory Service and Preparation |  | Adequate | 3,482.62 | NO
Waite_WT20-Cereal Store_Ground Floor_G2A _ Store | WT-WT20-01-G2A | WT20-01-G2A-Store | Waite | WT | WT20 | Cereal Store | 01 | Ground Floor | G2A | 141 | School of Agriculture, Food and Wine | 141 | School of Agriculture, Food and Wine | 5.45 | Store | 4 | Ancillary Area Space Group | 419 | Ancillary Area - Store Room - Generic |  | Adequate | 437.94 | NO
Waite_WT20-Cereal Store_Ground Floor_G2B _ Stair | WT-WT20-01-G2B | WT20-01-G2B-Stair | Waite | WT | WT20 | Cereal Store | 01 | Ground Floor | G2B | 141 | School of Agriculture, Food and Wine | 141 | School of Agriculture, Food and Wine | 4.9 | Stair | 8 | Non Useable Floor Area Space Group | 805 | Non-usable - Circulation space |  | Adequate | 0.00 | NO
Waite_WT20-Cereal Store_Ground Floor_G2C _ Stair | WT-WT20-01-G2C | WT20-01-G2C-Stair | Waite | WT | WT20 | Cereal Store | 01 | Ground Floor | G2C | 99939 | Unusable Spaces | 99939 | Unusable Spaces | 1.66 | Stair | 8 | Non Useable Floor Area Space Group | 805 | Non-usable - Circulation space |  | Unknown | 0.00 | NO
Waite_WT20-Cereal Store_Ground Floor_G3 _ Office | WT-WT20-01-G3 | WT20-01-G3-Office | Waite | WT | WT20 | Cereal Store | 01 | Ground Floor | G3 | 141 | School of Agriculture, Food and Wine | 141 | School of Agriculture, Food and Wine | 17.45 | Office | 1 | Office Space Group | 101 | Office - Academic Staff |  | Adequate | 1,593.42 | NO
Waite_WT20-Cereal Store_Ground Floor_G3A _ Office | WT-WT20-01-G3A | WT20-01-G3A-Office | Waite | WT | WT20 | Cereal Store | 01 | Ground Floor | G3A | 141 | School of Agriculture, Food and Wine | 141 | School of Agriculture, Food and Wine | 12.84 | Office | 1 | Office Space Group | 101 | Office - Academic Staff |  | Adequate | 1,172.46 | NO
Waite_WT20-Cereal Store_Ground Floor_G4 _ Cold Room | WT-WT20-01-G4 | WT20-01-G4-Cold Room | Waite | WT | WT20 | Cereal Store | 01 | Ground Floor | G4 | 141 | School of Agriculture, Food and Wine | 141 | School of Agriculture, Food and Wine | 103.53 | Cold Room | 4 | Ancillary Area Space Group | 405 | Ancillary Area - Constant Temperature/ Freezer/Cold/Warm Rooms |  | Adequate | 8,319.24 | NO
Waite_WT21-Furniture Store_Ground Floor_G1 _ Furniture Store | WT-WT21-GN-G1 | WT21-GN-G1-Furniture Store | Waite | WT | WT21 | Furniture Store | GN | Ground Floor | G1 | 859 | Infrastructure Office | 859 | Infrastructure | 63.64 | Furniture Store | 4 | Ancillary Area Space Group | 419 | Ancillary Area - Store Room - Generic |  | Barely Adequate | 4,909.29 | NO
Waite_WT22-Peter Waite Garage_Ground Floor_G01 _ Display Shed | WT-WT22-GN-G01 | WT22-GN-G01-Display Shed | Waite | WT | WT22 | Peter Waite Garage | GN | Ground Floor | G01 | 816 | Waite Precinct | 816 | Waite Precinct | 38.69 | Display Shed | 4 | Ancillary Area Space Group | 406 | Ancillary Area - Display Area/ Museum/ Research Collection |  | Adequate | 3,108.97 | NO
Waite_WT23-Pest Plant Glasshouse_Ground Floor_G01 _ Entrance | WT-WT23-GN-G01 | WT23-GN-G01-Entrance | Waite | WT | WT23 | Pest Plant Glasshouse | GN | Ground Floor | G01 | 141 | School of Agriculture, Food and Wine | 141 | School of Agriculture, Food and Wine | 8.65 | Entrance | 8 | Non Useable Floor Area Space Group | 805 | Non-usable - Circulation space |  | Barely Adequate | 0.00 | NO
Waite_WT23-Pest Plant Glasshouse_Ground Floor_G02 _ Growth Room | WT-WT23-GN-G02 | WT23-GN-G02-Growth Room | Waite | WT | WT23 | Pest Plant Glasshouse | GN | Ground Floor | G02 | 141 | School of Agriculture, Food and Wine | 141 | School of Agriculture, Food and Wine | 7.56 | Growth Room | 4 | Ancillary Area Space Group | 407 | Ancillary Area - Glasshouse/Greenhouse |  | Barely Adequate | 583.19 | NO
Waite_WT23-Pest Plant Glasshouse_Ground Floor_G03 _ Growth Room | WT-WT23-GN-G03 | WT23-GN-G03-Growth Room | Waite | WT | WT23 | Pest Plant Glasshouse | GN | Ground Floor | G03 | 141 | School of Agriculture, Food and Wine | 141 | School of Agriculture, Food and Wine | 7.57 | Growth Room | 4 | Ancillary Area Space Group | 407 | Ancillary Area - Glasshouse/Greenhouse |  | Barely Adequate | 583.96 | NO
Waite_WT23-Pest Plant Glasshouse_Ground Floor_G04 _ Growth Room | WT-WT23-GN-G04 | WT23-GN-G04-Growth Room | Waite | WT | WT23 | Pest Plant Glasshouse | GN | Ground Floor | G04 | 141 | School of Agriculture, Food and Wine | 141 | School of Agriculture, Food and Wine | 7.57 | Growth Room | 4 | Ancillary Area Space Group | 407 | Ancillary Area - Glasshouse/Greenhouse |  | Barely Adequate | 583.96 | NO
Waite_WT23-Pest Plant Glasshouse_Ground Floor_G05 _ Growth Room | WT-WT23-GN-G05 | WT23-GN-G05-Growth Room | Waite | WT | WT23 | Pest Plant Glasshouse | GN | Ground Floor | G05 | 141 | School of Agriculture, Food and Wine | 141 | School of Agriculture, Food and Wine | 7.56 | Growth Room | 4 | Ancillary Area Space Group | 407 | Ancillary Area - Glasshouse/Greenhouse |  | Barely Adequate | 583.19 | NO
Waite_WT24-Glasshouse - G23_Ground Floor_G1 _ Room 1 | WT-WT24-GN-G1 | WT24-GN-G1-Room 1 | Waite | WT | WT24 | Glasshouse - G23 | GN | Ground Floor | G1 | 141 | School of Agriculture, Food and Wine | 141 | School of Agriculture, Food and Wine | 4.04 | Room 1 | 4 | Ancillary Area Space Group | 407 | Ancillary Area - Glasshouse/Greenhouse |  | Barely Adequate | 311.65 | NO
Waite_WT24-Glasshouse - G23_Ground Floor_G2 _ Room 2 | WT-WT24-GN-G2 | WT24-GN-G2-Room 2 | Waite | WT | WT24 | Glasshouse - G23 | GN | Ground Floor | G2 | 141 | School of Agriculture, Food and Wine | 141 | School of Agriculture, Food and Wine | 96.09 | Room 2 | 4 | Ancillary Area Space Group | 407 | Ancillary Area - Glasshouse/Greenhouse |  | Barely Adequate | 7,412.54 | NO
Waite_WT24-Glasshouse - G23_Ground Floor_G3 _ Room 3 | WT-WT24-GN-G3 | WT24-GN-G3-Room 3 | Waite | WT | WT24 | Glasshouse - G23 | GN | Ground Floor | G3 | 141 | School of Agriculture, Food and Wine | 141 | School of Agriculture, Food and Wine | 26.09 | Room 3 | 4 | Ancillary Area Space Group | 407 | Ancillary Area - Glasshouse/Greenhouse |  | Barely Adequate | 2,012.62 | NO
Waite_WT25-Glasshouse - G24_Ground Floor_G1 _ Room 1 | WT-WT25-GN-G1 | WT25-GN-G1-Room 1 | Waite | WT | WT25 | Glasshouse - G24 | GN | Ground Floor | G1 | 141 | School of Agriculture, Food and Wine | 141 | School of Agriculture, Food and Wine | 103.82 | Room 1 | 4 | Ancillary Area Space Group | 407 | Ancillary Area - Glasshouse/Greenhouse |  | Barely Adequate | 8,008.84 | NO
Waite_WT25-Glasshouse - G24_Ground Floor_G2 _ Room 2 | WT-WT25-GN-G2 | WT25-GN-G2-Room 2 | Waite | WT | WT25 | Glasshouse - G24 | GN | Ground Floor | G2 | 141 | School of Agriculture, Food and Wine | 141 | School of Agriculture, Food and Wine | 45.65 | Room 2 | 4 | Ancillary Area Space Group | 407 | Ancillary Area - Glasshouse/Greenhouse |  | Barely Adequate | 3,521.51 | NO
Waite_WT25-Glasshouse - G24_Ground Floor_G3 _ Room 3 | WT-WT25-GN-G3 | WT25-GN-G3-Room 3 | Waite | WT | WT25 | Glasshouse - G24 | GN | Ground Floor | G3 | 141 | School of Agriculture, Food and Wine | 141 | School of Agriculture, Food and Wine | 55.94 | Room 3 | 4 | Ancillary Area Space Group | 407 | Ancillary Area - Glasshouse/Greenhouse |  | Barely Adequate | 4,315.30 | NO
Waite_WT26-Glasshouse - G25_Ground Floor_G1 _ Room 1 | WT-WT26-GN-G1 | WT26-GN-G1-Room 1 | Waite | WT | WT26 | Glasshouse - G25 | GN | Ground Floor | G1 | 141 | School of Agriculture, Food and Wine | 141 | School of Agriculture, Food and Wine | 9.88 | Room 1 | 4 | Ancillary Area Space Group | 407 | Ancillary Area - Glasshouse/Greenhouse |  | Barely Adequate | 762.16 | NO
Waite_WT26-Glasshouse - G25_Ground Floor_G2 _ Room 2 | WT-WT26-GN-G2 | WT26-GN-G2-Room 2 | Waite | WT | WT26 | Glasshouse - G25 | GN | Ground Floor | G2 | 141 | School of Agriculture, Food and Wine | 141 | School of Agriculture, Food and Wine | 10.26 | Room 2 | 4 | Ancillary Area Space Group | 407 | Ancillary Area - Glasshouse/Greenhouse |  | Barely Adequate | 791.47 | NO
Waite_WT26-Glasshouse - G25_Ground Floor_G3 _ Room 3 | WT-WT26-GN-G3 | WT26-GN-G3-Room 3 | Waite | WT | WT26 | Glasshouse - G25 | GN | Ground Floor | G3 | 141 | School of Agriculture, Food and Wine | 141 | School of Agriculture, Food and Wine | 9.69 | Room 3 | 4 | Ancillary Area Space Group | 407 | Ancillary Area - Glasshouse/Greenhouse |  | Barely Adequate | 747.50 | NO
Waite_WT26-Glasshouse - G25_Ground Floor_G4 _ Room 4 | WT-WT26-GN-G4 | WT26-GN-G4-Room 4 | Waite | WT | WT26 | Glasshouse - G25 | GN | Ground Floor | G4 | 141 | School of Agriculture, Food and Wine | 141 | School of Agriculture, Food and Wine | 139.23 | Room 4 | 4 | Ancillary Area Space Group | 407 | Ancillary Area - Glasshouse/Greenhouse |  | Barely Adequate | 10,740.43 | NO
Waite_WT26-Glasshouse - G25_Ground Floor_G5 _ Room 5 | WT-WT26-GN-G5 | WT26-GN-G5-Room 5 | Waite | WT | WT26 | Glasshouse - G25 | GN | Ground Floor | G5 | 141 | School of Agriculture, Food and Wine | 141 | School of Agriculture, Food and Wine | 9.56 | Room 5 | 4 | Ancillary Area Space Group | 407 | Ancillary Area - Glasshouse/Greenhouse |  | Barely Adequate | 737.47 | NO
Waite_WT26-Glasshouse - G25_Ground Floor_G6 _ Room 6 | WT-WT26-GN-G6 | WT26-GN-G6-Room 6 | Waite | WT | WT26 | Glasshouse - G25 | GN | Ground Floor | G6 | 141 | School of Agriculture, Food and Wine | 141 | School of Agriculture, Food and Wine | 10.13 | Room 6 | 4 | Ancillary Area Space Group | 407 | Ancillary Area - Glasshouse/Greenhouse |  | Barely Adequate | 781.44 | NO
Waite_WT26-Glasshouse - G25_Ground Floor_G7 _ Room 7 | WT-WT26-GN-G7 | WT26-GN-G7-Room 7 | Waite | WT | WT26 | Glasshouse - G25 | GN | Ground Floor | G7 | 141 | School of Agriculture, Food and Wine | 141 | School of Agriculture, Food and Wine | 9.75 | Room 7 | 4 | Ancillary Area Space Group | 407 | Ancillary Area - Glasshouse/Greenhouse |  | Barely Adequate | 752.13 | NO
Waite_WT26-Glasshouse - G25_Ground Floor_G8 _ Room 8 | WT-WT26-GN-G8 | WT26-GN-G8-Room 8 | Waite | WT | WT26 | Glasshouse - G25 | GN | Ground Floor | G8 | 141 | School of Agriculture, Food and Wine | 141 | School of Agriculture, Food and Wine | 10.87 | Room 8 | 4 | Ancillary Area Space Group | 407 | Ancillary Area - Glasshouse/Greenhouse |  | Barely Adequate | 838.53 | NO
Waite_WT27-Glasshouse - G26_Ground Floor_G1 _ Room 1 | WT-WT27-GN-G1 | WT27-GN-G1-Room 1 | Waite | WT | WT27 | Glasshouse - G26 | GN | Ground Floor | G1 | 141 | School of Agriculture, Food and Wine | 141 | School of Agriculture, Food and Wine | 47.52 | Room 1 | 4 | Ancillary Area Space Group | 407 | Ancillary Area - Glasshouse/Greenhouse |  | Barely Adequate | 3,665.77 | NO
Waite_WT27-Glasshouse - G26_Ground Floor_G2 _ Room 2 | WT-WT27-GN-G2 | WT27-GN-G2-Room 2 | Waite | WT | WT27 | Glasshouse - G26 | GN | Ground Floor | G2 | 141 | School of Agriculture, Food and Wine | 141 | School of Agriculture, Food and Wine | 7.56 | Room 2 | 4 | Ancillary Area Space Group | 407 | Ancillary Area - Glasshouse/Greenhouse |  | Barely Adequate | 583.19 | NO
Waite_WT27-Glasshouse - G26_Ground Floor_G3 _ Room 3 | WT-WT27-GN-G3 | WT27-GN-G3-Room 3 | Waite | WT | WT27 | Glasshouse - G26 | GN | Ground Floor | G3 | 141 | School of Agriculture, Food and Wine | 141 | School of Agriculture, Food and Wine | 7.88 | Room 3 | 4 | Ancillary Area Space Group | 407 | Ancillary Area - Glasshouse/Greenhouse |  | Barely Adequate | 607.88 | NO
Waite_WT27-Glasshouse - G26_Ground Floor_G4 _ Room 4 | WT-WT27-GN-G4 | WT27-GN-G4-Room 4 | Waite | WT | WT27 | Glasshouse - G26 | GN | Ground Floor | G4 | 141 | School of Agriculture, Food and Wine | 141 | School of Agriculture, Food and Wine | 7.88 | Room 4 | 4 | Ancillary Area Space Group | 407 | Ancillary Area - Glasshouse/Greenhouse |  | Barely Adequate | 607.88 | NO
Waite_WT27-Glasshouse - G26_Ground Floor_G5 _ Room 5 | WT-WT27-GN-G5 | WT27-GN-G5-Room 5 | Waite | WT | WT27 | Glasshouse - G26 | GN | Ground Floor | G5 | 141 | School of Agriculture, Food and Wine | 141 | School of Agriculture, Food and Wine | 7.88 | Room 5 | 4 | Ancillary Area Space Group | 407 | Ancillary Area - Glasshouse/Greenhouse |  | Barely Adequate | 607.88 | NO
Waite_WT27-Glasshouse - G26_Ground Floor_G6 _ Room 6 | WT-WT27-GN-G6 | WT27-GN-G6-Room 6 | Waite | WT | WT27 | Glasshouse - G26 | GN | Ground Floor | G6 | 141 | School of Agriculture, Food and Wine | 141 | School of Agriculture, Food and Wine | 162.19 | Room 6 | 4 | Ancillary Area Space Group | 407 | Ancillary Area - Glasshouse/Greenhouse |  | Barely Adequate | 12,511.60 | NO
Waite_WT28-Gate House_Ground Floor_G1 _ Corr. | WT-WT28-GN-G1 | WT28-GN-G1-Corr. | Waite | WT | WT28 | Gate House | GN | Ground Floor | G1 | 99999 | Commercial Housing | 99939 | Unusable Spaces | 8.1 | Corr. | 8 | Non Useable Floor Area Space Group | 805 | Non-usable - Circulation space |  | Unknown | 0.00 | NO
Waite_WT28-Gate House_Ground Floor_G10 _ Lounge | WT-WT28-GN-G10 | WT28-GN-G10-Lounge | Waite | WT | WT28 | Gate House | GN | Ground Floor | G10 | 99999 | Commercial Housing | 99939 | Unusable Spaces | 13.42 | Lounge | 7 | Residential Accommodation Space Group | 700 | Residential - Specific type not defined |  | Unknown | 0.00 | NO
Waite_WT28-Gate House_Ground Floor_G11 _ Bedroom | WT-WT28-GN-G11 | WT28-GN-G11-Bedroom | Waite | WT | WT28 | Gate House | GN | Ground Floor | G11 | 99999 | Commercial Housing | 99939 | Unusable Spaces | 14.14 | Bedroom | 7 | Residential Accommodation Space Group | 700 | Residential - Specific type not defined |  | Unknown | 0.00 | NO
Waite_WT28-Gate House_Ground Floor_G12 _ Garage | WT-WT28-GN-G12 | WT28-GN-G12-Garage | Waite | WT | WT28 | Gate House | GN | Ground Floor | G12 | 99999 | Commercial Housing | 99939 | Unusable Spaces | 17.98 | Garage | 8 | Non Useable Floor Area Space Group | 804 | Non-usable - Car park < 50% of building - Not usable TEFMA |  | Unknown | 0.00 | NO
Waite_WT28-Gate House_Ground Floor_G1A _ Corr. | WT-WT28-GN-G1A | WT28-GN-G1A-Corr. | Waite | WT | WT28 | Gate House | GN | Ground Floor | G1A | 99999 | Commercial Housing | 99939 | Unusable Spaces | 3.89 | Corr. | 8 | Non Useable Floor Area Space Group | 805 | Non-usable - Circulation space |  | Unknown | 0.00 | NO
Waite_WT28-Gate House_Ground Floor_G2 _ Bedroom | WT-WT28-GN-G2 | WT28-GN-G2-Bedroom | Waite | WT | WT28 | Gate House | GN | Ground Floor | G2 | 99999 | Commercial Housing | 99939 | Unusable Spaces | 12.2 | Bedroom | 7 | Residential Accommodation Space Group | 700 | Residential - Specific type not defined |  | Unknown | 0.00 | NO
Waite_WT28-Gate House_Ground Floor_G3 _ Bedroom | WT-WT28-GN-G3 | WT28-GN-G3-Bedroom | Waite | WT | WT28 | Gate House | GN | Ground Floor | G3 | 99999 | Commercial Housing | 99939 | Unusable Spaces | 12.24 | Bedroom | 7 | Residential Accommodation Space Group | 700 | Residential - Specific type not defined |  | Unknown | 0.00 | NO
Waite_WT28-Gate House_Ground Floor_G4 _ Living | WT-WT28-GN-G4 | WT28-GN-G4-Living | Waite | WT | WT28 | Gate House | GN | Ground Floor | G4 | 99999 | Commercial Housing | 99939 | Unusable Spaces | 24.66 | Living | 7 | Residential Accommodation Space Group | 700 | Residential - Specific type not defined |  | Unknown | 0.00 | NO
Waite_WT28-Gate House_Ground Floor_G5 _ Kitchen | WT-WT28-GN-G5 | WT28-GN-G5-Kitchen | Waite | WT | WT28 | Gate House | GN | Ground Floor | G5 | 99999 | Commercial Housing | 99939 | Unusable Spaces | 16.35 | Kitchen | 6 | General Facility Space Group | 608 | General Facility - Kitchen/Servery/Food Storage |  | Unknown | 0.00 | NO
Waite_WT28-Gate House_Ground Floor_G6 _ Lobby | WT-WT28-GN-G6 | WT28-GN-G6-Lobby | Waite | WT | WT28 | Gate House | GN | Ground Floor | G6 | 99999 | Commercial Housing | 99939 | Unusable Spaces | 11.7 | Lobby | 8 | Non Useable Floor Area Space Group | 805 | Non-usable - Circulation space |  | Unknown | 0.00 | NO
Waite_WT28-Gate House_Ground Floor_G6A _ Bathroom | WT-WT28-GN-G6A | WT28-GN-G6A-Bathroom | Waite | WT | WT28 | Gate House | GN | Ground Floor | G6A | 99999 | Commercial Housing | 99939 | Unusable Spaces | 5.56 | Bathroom | 7 | Residential Accommodation Space Group | 700 | Residential - Specific type not defined |  | Unknown | 0.00 | NO
Waite_WT28-Gate House_Ground Floor_G7 _ Covered Shelter | WT-WT28-GN-G7 | WT28-GN-G7-Covered Shelter | Waite | WT | WT28 | Gate House | GN | Ground Floor | G7 | 99999 | Commercial Housing | 99939 | Unusable Spaces | 9.15 | Covered Shelter | 7 | Residential Accommodation Space Group | 700 | Residential - Specific type not defined |  | Unknown | 0.00 | NO
Waite_WT28-Gate House_Ground Floor_G8 _ Ldry | WT-WT28-GN-G8 | WT28-GN-G8-Ldry | Waite | WT | WT28 | Gate House | GN | Ground Floor | G8 | 99999 | Commercial Housing | 99939 | Unusable Spaces | 4.53 | Ldry | 7 | Residential Accommodation Space Group | 700 | Residential - Specific type not defined |  | Unknown | 0.00 | NO
Waite_WT28-Gate House_Ground Floor_G8A _ WC | WT-WT28-GN-G8A | WT28-GN-G8A-WC | Waite | WT | WT28 | Gate House | GN | Ground Floor | G8A | 99999 | Commercial Housing | 99939 | Unusable Spaces | 1.08 | WC | 7 | Residential Accommodation Space Group | 700 | Residential - Specific type not defined |  | Unknown | 0.00 | NO
Waite_WT28-Gate House_Ground Floor_G9 _ Lounge | WT-WT28-GN-G9 | WT28-GN-G9-Lounge | Waite | WT | WT28 | Gate House | GN | Ground Floor | G9 | 99999 | Commercial Housing | 99939 | Unusable Spaces | 12.34 | Lounge | 7 | Residential Accommodation Space Group | 700 | Residential - Specific type not defined |  | Unknown | 0.00 | NO
Waite_WT29-Hannaford_First Floor_100 _ Stair | WT-WT29-01-100 | WT29-01-100-Stair | Waite | WT | WT29 | Hannaford | 01 | First Floor | 100 | 99939 | Unusable Spaces | 99939 | Unusable Spaces | 9.4 | Stair | 8 | Non Useable Floor Area Space Group | 805 | Non-usable - Circulation space |  | Unknown | 0.00 | NO
Waite_WT29-Hannaford_First Floor_101 _ Foyer | WT-WT29-01-101 | WT29-01-101-Foyer | Waite | WT | WT29 | Hannaford | 01 | First Floor | 101 | 99939 | Unusable Spaces | 99939 | Unusable Spaces | 4.35 | Foyer | 8 | Non Useable Floor Area Space Group | 805 | Non-usable - Circulation space |  | Unknown | 0.00 | NO
Waite_WT29-Hannaford_First Floor_101A _ Comms | WT-WT29-01-101A | WT29-01-101A-Comms | Waite | WT | WT29 | Hannaford | 01 | First Floor | 101A | 850 | ITDS Branch Central Costs | 869 | Information Technology and Digital Services | 1.33 | Comms | 8 | Non Useable Floor Area Space Group | 812 | Non-usable - Comms/network system/Telephone/PABX |  | Adequate | 0.00 | NO
Waite_WT29-Hannaford_First Floor_101B _ Corr. | WT-WT29-01-101B | WT29-01-101B-Corr. | Waite | WT | WT29 | Hannaford | 01 | First Floor | 101B | 523 | eChallenge - ThincLabs | 515 | University of Adelaide Business School | 10.59 | Corr. | 8 | Non Useable Floor Area Space Group | 805 | Non-usable - Circulation space |  | Excellent | 0.00 | NO
Waite_WT29-Hannaford_First Floor_101C _ Utility | WT-WT29-01-101C | WT29-01-101C-Utility | Waite | WT | WT29 | Hannaford | 01 | First Floor | 101C | 523 | eChallenge - ThincLabs | 515 | University of Adelaide Business School | 3.43 | Utility | 6 | General Facility Space Group | 603 | General Facility - Resource room |  | Excellent | 515.66 | NO
Waite_WT29-Hannaford_First Floor_102 _ Meeting | WT-WT29-01-102 | WT29-01-102-Meeting | Waite | WT | WT29 | Hannaford | 01 | First Floor | 102 | 523 | eChallenge - ThincLabs | 515 | University of Adelaide Business School | 23.63 | Meeting | 6 | General Facility Space Group | 601 | General Facility - Committee/Conference/Meeting room |  | Excellent | 3,552.50 | NO
Waite_WT29-Hannaford_First Floor_103 _ Open Plan Office | WT-WT29-01-103 | WT29-01-103-Open Plan Office | Waite | WT | WT29 | Hannaford | 01 | First Floor | 103 | 523 | eChallenge - ThincLabs | 515 | University of Adelaide Business School | 39.82 | Open Plan Office | 1 | Office Space Group | 116 | Open Plan - Professional/General Staff |  | Excellent | 5,345.07 | NO
Waite_WT29-Hannaford_First Floor_104 _ Office | WT-WT29-01-104 | WT29-01-104-Office | Waite | WT | WT29 | Hannaford | 01 | First Floor | 104 | 523 | eChallenge - ThincLabs | 515 | University of Adelaide Business School | 10.47 | Office | 1 | Office Space Group | 116 | Open Plan - Professional/General Staff |  | Excellent | 1,405.40 | NO
Waite_WT29-Hannaford_First Floor_105 _ Office | WT-WT29-01-105 | WT29-01-105-Office | Waite | WT | WT29 | Hannaford | 01 | First Floor | 105 | 523 | eChallenge - ThincLabs | 515 | University of Adelaide Business School | 10.42 | Office | 1 | Office Space Group | 116 | Open Plan - Professional/General Staff |  | Excellent | 1,398.68 | NO
Waite_WT29-Hannaford_First Floor_106 _ Office | WT-WT29-01-106 | WT29-01-106-Office | Waite | WT | WT29 | Hannaford | 01 | First Floor | 106 | 523 | eChallenge - ThincLabs | 515 | University of Adelaide Business School | 16.39 | Office | 1 | Office Space Group | 116 | Open Plan - Professional/General Staff |  | Excellent | 2,200.04 | NO
Waite_WT29-Hannaford_First Floor_107 _ Office | WT-WT29-01-107 | WT29-01-107-Office | Waite | WT | WT29 | Hannaford | 01 | First Floor | 107 | 523 | eChallenge - ThincLabs | 515 | University of Adelaide Business School | 10.38 | Office | 1 | Office Space Group | 116 | Open Plan - Professional/General Staff |  | Excellent | 1,393.32 | NO
Waite_WT29-Hannaford_First Floor_108 _ Office | WT-WT29-01-108 | WT29-01-108-Office | Waite | WT | WT29 | Hannaford | 01 | First Floor | 108 | 523 | eChallenge - ThincLabs | 515 | University of Adelaide Business School | 11.29 | Office | 1 | Office Space Group | 116 | Open Plan - Professional/General Staff |  | Excellent | 1,515.47 | NO
Waite_WT29-Hannaford_First Floor_108A _ Tea Room | WT-WT29-01-108A | WT29-01-108A-Tea Room | Waite | WT | WT29 | Hannaford | 01 | First Floor | 108A | 523 | eChallenge - ThincLabs | 515 | University of Adelaide Business School | 8.19 | Tea Room | 6 | General Facility Space Group | 608 | General Facility - Kitchen/Servery/Food Storage |  | Excellent | 1,231.27 | NO
Waite_WT29-Hannaford_First Floor_108B _ Office | WT-WT29-01-108B | WT29-01-108B-Office | Waite | WT | WT29 | Hannaford | 01 | First Floor | 108B | 523 | eChallenge - ThincLabs | 515 | University of Adelaide Business School | 15.47 | Office | 1 | Office Space Group | 116 | Open Plan - Professional/General Staff |  | Excellent | 2,076.55 | NO
Waite_WT29-Hannaford_Basement_B1 _ Ramp (UCA) | WT-WT29-BA-B1 | WT29-BA-B1-Ramp (UCA) | Waite | WT | WT29 | Hannaford | BA | Basement | B1 | 99939 | Unusable Spaces | 99939 | Unusable Spaces | 39.2 | Ramp (UCA) | 8 | Non Useable Floor Area Space Group | 839 | Non-usable - Verandah/Balcony |  | Unknown | 0.00 | NO
Waite_WT29-Hannaford_Basement_B2 _ Store | WT-WT29-BA-B2 | WT29-BA-B2-Store | Waite | WT | WT29 | Hannaford | BA | Basement | B2 | 284 | School of Physical Sciences | 284 | School of Physical Sciences | 68.29 | Store | 4 | Ancillary Area Space Group | 419 | Ancillary Area - Store Room - Generic |  | Adequate | 5,487.50 | NO
Waite_WT29-Hannaford_Basement_B2A _ Store | WT-WT29-BA-B2A | WT29-BA-B2A-Store | Waite | WT | WT29 | Hannaford | BA | Basement | B2A | 285 | School of Biological Sciences | 285 | School of Biological Sciences | 85.14 | Store | 4 | Ancillary Area Space Group | 419 | Ancillary Area - Store Room - Generic |  | Adequate | 6,841.50 | NO
Waite_WT29-Hannaford_Basement_B2B _ Store | WT-WT29-BA-B2B | WT29-BA-B2B-Store | Waite | WT | WT29 | Hannaford | BA | Basement | B2B | 285 | School of Biological Sciences | 285 | School of Biological Sciences | 12.46 | Store | 4 | Ancillary Area Space Group | 419 | Ancillary Area - Store Room - Generic |  | Adequate | 1,001.23 | NO
Waite_WT29-Hannaford_Basement_B3 _ Store | WT-WT29-BA-B3 | WT29-BA-B3-Store | Waite | WT | WT29 | Hannaford | BA | Basement | B3 | 285 | School of Biological Sciences | 285 | School of Biological Sciences | 5.2 | Store | 4 | Ancillary Area Space Group | 419 | Ancillary Area - Store Room - Generic |  | Adequate | 417.85 | NO
Waite_WT29-Hannaford_Basement_B4 _ Stair | WT-WT29-BA-B4 | WT29-BA-B4-Stair | Waite | WT | WT29 | Hannaford | BA | Basement | B4 | 99939 | Unusable Spaces | 99939 | Unusable Spaces | 17.55 | Stair | 8 | Non Useable Floor Area Space Group | 805 | Non-usable - Circulation space |  | Unknown | 0.00 | NO
Waite_WT29-Hannaford_Ground Floor_G1 _ Office | WT-WT29-GN-G1 | WT29-GN-G1-Office | Waite | WT | WT29 | Hannaford | GN | Ground Floor | G1 | 523 | eChallenge - ThincLabs | 515 | University of Adelaide Business School | 109.26 | Office | 1 | Office Space Group | 116 | Open Plan - Professional/General Staff |  | Excellent | 14,666.06 | NO
Waite_WT29-Hannaford_Ground Floor_G11 _ Store | WT-WT29-GN-G11 | WT29-GN-G11-Store | Waite | WT | WT29 | Hannaford | GN | Ground Floor | G11 | 99946 | Vacant not occupiable | 99939 | Unusable Spaces | 18.38 | Store | 4 | Ancillary Area Space Group | 419 | Ancillary Area - Store Room - Generic |  | Unknown | 0.00 | NO
Waite_WT29-Hannaford_Ground Floor_G12 _ Store | WT-WT29-GN-G12 | WT29-GN-G12-Store | Waite | WT | WT29 | Hannaford | GN | Ground Floor | G12 | 99946 | Vacant not occupiable | 99939 | Unusable Spaces | 9.56 | Store | 4 | Ancillary Area Space Group | 419 | Ancillary Area - Store Room - Generic |  | Unknown | 0.00 | NO
Waite_WT29-Hannaford_Ground Floor_G14 _ Store | WT-WT29-GN-G14 | WT29-GN-G14-Store | Waite | WT | WT29 | Hannaford | GN | Ground Floor | G14 | 99946 | Vacant not occupiable | 99939 | Unusable Spaces | 39.9 | Store | 4 | Ancillary Area Space Group | 419 | Ancillary Area - Store Room - Generic |  | Unknown | 0.00 | NO
Waite_WT29-Hannaford_Ground Floor_G15 _ Office | WT-WT29-GN-G15 | WT29-GN-G15-Office | Waite | WT | WT29 | Hannaford | GN | Ground Floor | G15 | 121 | Sciences Faculty Office | 121 | Sciences Faculty Administration | 12.16 | Office | 1 | Office Space Group | 101 | Office - Academic Staff |  | Adequate | 1,110.37 | NO
Waite_WT29-Hannaford_Ground Floor_G16 _ WC - U | WT-WT29-GN-G16 | WT29-GN-G16-WC - U | Waite | WT | WT29 | Hannaford | GN | Ground Floor | G16 | 99939 | Unusable Spaces | 99939 | Unusable Spaces | 6.66 | WC - U | 8 | Non Useable Floor Area Space Group | 835 | Non-usable - Toilets/Amenities - Other |  | Unknown | 0.00 | NO
Waite_WT29-Hannaford_Ground Floor_G16A _ WC - U | WT-WT29-GN-G16A | WT29-GN-G16A-WC - U | Waite | WT | WT29 | Hannaford | GN | Ground Floor | G16A | 99939 | Unusable Spaces | 99939 | Unusable Spaces | 1.99 | WC - U | 8 | Non Useable Floor Area Space Group | 835 | Non-usable - Toilets/Amenities - Other |  | Unknown | 0.00 | NO
Waite_WT29-Hannaford_Ground Floor_G1A _ Corr. | WT-WT29-GN-G1A | WT29-GN-G1A-Corr. | Waite | WT | WT29 | Hannaford | GN | Ground Floor | G1A | 99939 | Unusable Spaces | 99939 | Unusable Spaces | 4.52 | Corr. | 8 | Non Useable Floor Area Space Group | 805 | Non-usable - Circulation space |  | Unknown | 0.00 | NO
Waite_WT29-Hannaford_Ground Floor_G1B _ Corr. | WT-WT29-GN-G1B | WT29-GN-G1B-Corr. | Waite | WT | WT29 | Hannaford | GN | Ground Floor | G1B | 99939 | Unusable Spaces | 99939 | Unusable Spaces | 11.27 | Corr. | 8 | Non Useable Floor Area Space Group | 805 | Non-usable - Circulation space |  | Unknown | 0.00 | NO
Waite_WT29-Hannaford_Ground Floor_G1C _ Kitchenette | WT-WT29-GN-G1C | WT29-GN-G1C-Kitchenette | Waite | WT | WT29 | Hannaford | GN | Ground Floor | G1C | 523 | eChallenge - ThincLabs | 515 | University of Adelaide Business School | 3.68 | Kitchenette | 6 | General Facility Space Group | 608 | General Facility - Kitchen/Servery/Food Storage |  | Excellent | 553.25 | NO
Waite_WT29-Hannaford_Ground Floor_G1D _ Stair | WT-WT29-GN-G1D | WT29-GN-G1D-Stair | Waite | WT | WT29 | Hannaford | GN | Ground Floor | G1D | 99939 | Unusable Spaces | 99939 | Unusable Spaces | 9.28 | Stair | 8 | Non Useable Floor Area Space Group | 805 | Non-usable - Circulation space |  | Unknown | 0.00 | NO
Waite_WT29-Hannaford_Ground Floor_G1E _ Meeting | WT-WT29-GN-G1E | WT29-GN-G1E-Meeting | Waite | WT | WT29 | Hannaford | GN | Ground Floor | G1E | 523 | eChallenge - ThincLabs | 515 | University of Adelaide Business School | 8.34 | Meeting | 6 | General Facility Space Group | 601 | General Facility - Committee/Conference/Meeting room |  | Excellent | 1,253.82 | NO
Waite_WT29-Hannaford_Ground Floor_G1F _ Informal Meeting | WT-WT29-GN-G1F | WT29-GN-G1F-Informal Meeting | Waite | WT | WT29 | Hannaford | GN | Ground Floor | G1F | 523 | eChallenge - ThincLabs | 515 | University of Adelaide Business School | 6.72 | Informal Meeting | 1 | Office Space Group | 119 | Informal Work Space |  | Excellent | 902.03 | NO
Waite_WT29-Hannaford_Ground Floor_G2 _ Meeting | WT-WT29-GN-G2 | WT29-GN-G2-Meeting | Waite | WT | WT29 | Hannaford | GN | Ground Floor | G2 | 523 | eChallenge - ThincLabs | 515 | University of Adelaide Business School | 15.37 | Meeting | 6 | General Facility Space Group | 601 | General Facility - Committee/Conference/Meeting room |  | Excellent | 2,310.70 | NO
Waite_WT29-Hannaford_Ground Floor_G6 _ Boardroom | WT-WT29-GN-G6 | WT29-GN-G6-Boardroom | Waite | WT | WT29 | Hannaford | GN | Ground Floor | G6 | 711 | Office of the DVC & VP (R) | 711 | Office of the DVCR | 16.43 | Boardroom | 1 | Office Space Group | 101 | Office - Academic Staff |  | Adequate | 1,500.28 | NO
Waite_WT29-Hannaford_Ground Floor_G7 _ Office | WT-WT29-GN-G7 | WT29-GN-G7-Office | Waite | WT | WT29 | Hannaford | GN | Ground Floor | G7 | 711 | Office of the DVC & VP (R) | 711 | Office of the DVCR | 12.64 | Office | 1 | Office Space Group | 101 | Office - Academic Staff |  | Adequate | 1,154.20 | NO
Waite_WT29-Hannaford_Ground Floor_G7A _ Corr. | WT-WT29-GN-G7A | WT29-GN-G7A-Corr. | Waite | WT | WT29 | Hannaford | GN | Ground Floor | G7A | 99939 | Unusable Spaces | 99939 | Unusable Spaces | 9.59 | Corr. | 8 | Non Useable Floor Area Space Group | 805 | Non-usable - Circulation space |  | Adequate | 0.00 | NO
Waite_WT29-Hannaford_Ground Floor_G7B _ Utility | WT-WT29-GN-G7B | WT29-GN-G7B-Utility | Waite | WT | WT29 | Hannaford | GN | Ground Floor | G7B | 711 | Office of the DVC & VP (R) | 711 | Office of the DVCR | 0.98 | Utility | 6 | General Facility Space Group | 603 | General Facility - Resource room |  | Adequate | 100.23 | NO
Waite_WT29-Hannaford_Ground Floor_G8 _ Office | WT-WT29-GN-G8 | WT29-GN-G8-Office | Waite | WT | WT29 | Hannaford | GN | Ground Floor | G8 | 711 | Office of the DVC & VP (R) | 711 | Office of the DVCR | 14.83 | Office | 1 | Office Space Group | 101 | Office - Academic Staff |  | Adequate | 1,354.18 | NO
Waite_WT29-Hannaford_Ground Floor_G9 _ Breezeway (UCA) | WT-WT29-GN-G9 | WT29-GN-G9-Breezeway (UCA) | Waite | WT | WT29 | Hannaford | GN | Ground Floor | G9 | 99939 | Unusable Spaces | 99939 | Unusable Spaces | 91.69 | Breezeway (UCA) | 8 | Non Useable Floor Area Space Group | 839 | Non-usable - Verandah/Balcony |  | Unknown | 0.00 | NO
Waite_WT30-Hartley House_Ground Floor_G0 _ Stair | WT-WT30-GN-G0 | WT30-GN-G0-Stair | Waite | WT | WT30 | Hartley House | GN | Ground Floor | G0 | 99939 | Unusable Spaces | 99939 | Unusable Spaces | 8.93 | Stair | 8 | Non Useable Floor Area Space Group | 805 | Non-usable - Circulation space |  | Unknown | 0.00 | NO
Waite_WT30-Hartley House_Ground Floor_G1 _ Entry | WT-WT30-GN-G1 | WT30-GN-G1-Entry | Waite | WT | WT30 | Hartley House | GN | Ground Floor | G1 | 99939 | Unusable Spaces | 99939 | Unusable Spaces | 7.84 | Entry | 8 | Non Useable Floor Area Space Group | 805 | Non-usable - Circulation space |  | Unknown | 0.00 | NO
Waite_WT30-Hartley House_Ground Floor_G10 _ Office | WT-WT30-GN-G10 | WT30-GN-G10-Office | Waite | WT | WT30 | Hartley House | GN | Ground Floor | G10 | 859 | Infrastructure Office | 859 | Infrastructure | 12.6 | Office | 1 | Office Space Group | 108 | Office - Professional/General Staff |  | Barely Adequate | 1,104.53 | NO
Waite_WT30-Hartley House_Ground Floor_G10A _ Cupboard | WT-WT30-GN-G10A | WT30-GN-G10A-Cupboard | Waite | WT | WT30 | Hartley House | GN | Ground Floor | G10A | 859 | Infrastructure Office | 859 | Infrastructure | 2.03 | Cupboard | 4 | Ancillary Area Space Group | 419 | Ancillary Area - Store Room - Generic |  | Barely Adequate | 156.60 | NO
Waite_WT30-Hartley House_Ground Floor_G11 _ Office | WT-WT30-GN-G11 | WT30-GN-G11-Office | Waite | WT | WT30 | Hartley House | GN | Ground Floor | G11 | 859 | Infrastructure Office | 859 | Infrastructure | 20.82 | Office | 1 | Office Space Group | 108 | Office - Professional/General Staff |  | Barely Adequate | 1,825.10 | NO
Waite_WT30-Hartley House_Ground Floor_G1A _ Corr. | WT-WT30-GN-G1A | WT30-GN-G1A-Corr. | Waite | WT | WT30 | Hartley House | GN | Ground Floor | G1A | 99939 | Unusable Spaces | 99939 | Unusable Spaces | 9.2 | Corr. | 8 | Non Useable Floor Area Space Group | 805 | Non-usable - Circulation space |  | Unknown | 0.00 | NO
Waite_WT30-Hartley House_Ground Floor_G2 _ Office | WT-WT30-GN-G2 | WT30-GN-G2-Office | Waite | WT | WT30 | Hartley House | GN | Ground Floor | G2 | 859 | Infrastructure Office | 859 | Infrastructure | 27.63 | Office | 1 | Office Space Group | 108 | Office - Professional/General Staff |  | Barely Adequate | 2,422.07 | NO
Waite_WT30-Hartley House_Ground Floor_G3 _ Kitchen | WT-WT30-GN-G3 | WT30-GN-G3-Kitchen | Waite | WT | WT30 | Hartley House | GN | Ground Floor | G3 | 859 | Infrastructure Office | 859 | Infrastructure | 8.42 | Kitchen | 6 | General Facility Space Group | 608 | General Facility - Kitchen/Servery/Food Storage |  | Barely Adequate | 826.68 | NO
Waite_WT30-Hartley House_Ground Floor_G4 _ Meeting | WT-WT30-GN-G4 | WT30-GN-G4-Meeting | Waite | WT | WT30 | Hartley House | GN | Ground Floor | G4 | 859 | Infrastructure Office | 859 | Infrastructure | 13.2 | Meeting | 6 | General Facility Space Group | 601 | General Facility - Committee/Conference/Meeting room |  | Barely Adequate | 1,295.98 | NO
Waite_WT30-Hartley House_Ground Floor_G5 _ Ldry | WT-WT30-GN-G5 | WT30-GN-G5-Ldry | Waite | WT | WT30 | Hartley House | GN | Ground Floor | G5 | 859 | Infrastructure Office | 859 | Infrastructure | 4.25 | Ldry | 8 | Non Useable Floor Area Space Group | 806 | Non-usable - Cleaners room |  | Barely Adequate | 0.00 | NO
Waite_WT30-Hartley House_Ground Floor_G5A _ Cupboard | WT-WT30-GN-G5A | WT30-GN-G5A-Cupboard | Waite | WT | WT30 | Hartley House | GN | Ground Floor | G5A | 859 | Infrastructure Office | 859 | Infrastructure | 0.68 | Cupboard | 4 | Ancillary Area Space Group | 419 | Ancillary Area - Store Room - Generic |  | Barely Adequate | 52.46 | NO
Waite_WT30-Hartley House_Ground Floor_G6 _ WC | WT-WT30-GN-G6 | WT30-GN-G6-WC | Waite | WT | WT30 | Hartley House | GN | Ground Floor | G6 | 99939 | Unusable Spaces | 99939 | Unusable Spaces | 1.35 | WC | 8 | Non Useable Floor Area Space Group | 835 | Non-usable - Toilets/Amenities - Other |  | Unknown | 0.00 | NO
Waite_WT30-Hartley House_Ground Floor_G7 _ Bathroom | WT-WT30-GN-G7 | WT30-GN-G7-Bathroom | Waite | WT | WT30 | Hartley House | GN | Ground Floor | G7 | 99939 | Unusable Spaces | 99939 | Unusable Spaces | 4.21 | Bathroom | 8 | Non Useable Floor Area Space Group | 835 | Non-usable - Toilets/Amenities - Other |  | Unknown | 0.00 | NO
Waite_WT30-Hartley House_Ground Floor_G7A _ Cupboard | WT-WT30-GN-G7A | WT30-GN-G7A-Cupboard | Waite | WT | WT30 | Hartley House | GN | Ground Floor | G7A | 859 | Infrastructure Office | 859 | Infrastructure | 0.58 | Cupboard | 4 | Ancillary Area Space Group | 419 | Ancillary Area - Store Room - Generic |  | Barely Adequate | 44.74 | NO
Waite_WT30-Hartley House_Ground Floor_G8 _ Office | WT-WT30-GN-G8 | WT30-GN-G8-Office | Waite | WT | WT30 | Hartley House | GN | Ground Floor | G8 | 859 | Infrastructure Office | 859 | Infrastructure | 9.6 | Office | 1 | Office Space Group | 108 | Office - Professional/General Staff |  | Barely Adequate | 841.54 | NO
Waite_WT30-Hartley House_Ground Floor_G9 _ Bathroom | WT-WT30-GN-G9 | WT30-GN-G9-Bathroom | Waite | WT | WT30 | Hartley House | GN | Ground Floor | G9 | 99939 | Unusable Spaces | 99939 | Unusable Spaces | 4.2 | Bathroom | 8 | Non Useable Floor Area Space Group | 822 | Non-usable - Toilets/Amenities - Unisex |  | Unknown | 0.00 | NO
Waite_WT31-Eastern Igloo_Ground Floor_G1 _ Igloo - Shadehouse | WT-WT31-GN-G1 | WT31-GN-G1-Igloo - Shadehouse | Waite | WT | WT31 | Eastern Igloo | GN | Ground Floor | G1 | 99106 | State - SARDI - South Australian Research and Development Institute | 859 | Infrastructure | 100.56 | Igloo - Shadehouse | 4 | Ancillary Area Space Group | 407 | Ancillary Area - Glasshouse/Greenhouse |  | Barely Adequate | 7,757.36 | NO
Waite_WT32-Duncan Swan Insectary_Ground Floor_G1 _ Corr. | WT-WT32-GN-G1 | WT32-GN-G1-Corr. | Waite | WT | WT32 | Duncan Swan Insectary | GN | Ground Floor | G1 | 99939 | Unusable Spaces | 99939 | Unusable Spaces | 29.77 | Corr. | 8 | Non Useable Floor Area Space Group | 805 | Non-usable - Circulation space |  | Unknown | 0.00 | NO
Waite_WT32-Duncan Swan Insectary_Ground Floor_G10 _ Insect Rearing | WT-WT32-GN-G10 | WT32-GN-G10-Insect Rearing | Waite | WT | WT32 | Duncan Swan Insectary | GN | Ground Floor | G10 | 99106 | State - SARDI - South Australian Research and Development Institute | 859 | Infrastructure | 3.8 | Insect Rearing | 3 | Specialist Teaching or Research Space Group | 312 | Laboratory - Research Only |  | Barely Adequate | 443.04 | NO
Waite_WT32-Duncan Swan Insectary_Ground Floor_G11 _ Insect Rearing | WT-WT32-GN-G11 | WT32-GN-G11-Insect Rearing | Waite | WT | WT32 | Duncan Swan Insectary | GN | Ground Floor | G11 | 141 | School of Agriculture, Food and Wine | 141 | School of Agriculture, Food and Wine | 3.8 | Insect Rearing | 3 | Specialist Teaching or Research Space Group | 312 | Laboratory - Research Only |  | Barely Adequate | 443.04 | NO
Waite_WT32-Duncan Swan Insectary_Ground Floor_G12 _ Insect Rearing | WT-WT32-GN-G12 | WT32-GN-G12-Insect Rearing | Waite | WT | WT32 | Duncan Swan Insectary | GN | Ground Floor | G12 | 141 | School of Agriculture, Food and Wine | 141 | School of Agriculture, Food and Wine | 3.7 | Insect Rearing | 3 | Specialist Teaching or Research Space Group | 312 | Laboratory - Research Only |  | Barely Adequate | 431.38 | NO
Waite_WT32-Duncan Swan Insectary_Ground Floor_G13 _ Insect Rearing | WT-WT32-GN-G13 | WT32-GN-G13-Insect Rearing | Waite | WT | WT32 | Duncan Swan Insectary | GN | Ground Floor | G13 | 141 | School of Agriculture, Food and Wine | 141 | School of Agriculture, Food and Wine | 3.7 | Insect Rearing | 3 | Specialist Teaching or Research Space Group | 312 | Laboratory - Research Only |  | Barely Adequate | 431.38 | NO
Waite_WT32-Duncan Swan Insectary_Ground Floor_G14 _ Insect Rearing | WT-WT32-GN-G14 | WT32-GN-G14-Insect Rearing | Waite | WT | WT32 | Duncan Swan Insectary | GN | Ground Floor | G14 | 141 | School of Agriculture, Food and Wine | 141 | School of Agriculture, Food and Wine | 3.7 | Insect Rearing | 3 | Specialist Teaching or Research Space Group | 312 | Laboratory - Research Only |  | Barely Adequate | 431.38 | NO
Waite_WT32-Duncan Swan Insectary_Ground Floor_G15 _ Insect Rearing | WT-WT32-GN-G15 | WT32-GN-G15-Insect Rearing | Waite | WT | WT32 | Duncan Swan Insectary | GN | Ground Floor | G15 | 141 | School of Agriculture, Food and Wine | 141 | School of Agriculture, Food and Wine | 4.7 | Insect Rearing | 3 | Specialist Teaching or Research Space Group | 312 | Laboratory - Research Only |  | Barely Adequate | 547.97 | NO
Waite_WT32-Duncan Swan Insectary_Ground Floor_G16 _ Insect Rearing | WT-WT32-GN-G16 | WT32-GN-G16-Insect Rearing | Waite | WT | WT32 | Duncan Swan Insectary | GN | Ground Floor | G16 | 141 | School of Agriculture, Food and Wine | 141 | School of Agriculture, Food and Wine | 14.75 | Insect Rearing | 3 | Specialist Teaching or Research Space Group | 312 | Laboratory - Research Only |  | Barely Adequate | 1,719.69 | NO
Waite_WT32-Duncan Swan Insectary_Ground Floor_G17 _ Insect Rearing | WT-WT32-GN-G17 | WT32-GN-G17-Insect Rearing | Waite | WT | WT32 | Duncan Swan Insectary | GN | Ground Floor | G17 | 141 | School of Agriculture, Food and Wine | 141 | School of Agriculture, Food and Wine | 32.2 | Insect Rearing | 3 | Specialist Teaching or Research Space Group | 312 | Laboratory - Research Only |  | Barely Adequate | 3,754.17 | NO
Waite_WT32-Duncan Swan Insectary_Ground Floor_G18 _ Store | WT-WT32-GN-G18 | WT32-GN-G18-Store | Waite | WT | WT32 | Duncan Swan Insectary | GN | Ground Floor | G18 | 141 | School of Agriculture, Food and Wine | 141 | School of Agriculture, Food and Wine | 14.55 | Store | 4 | Ancillary Area Space Group | 419 | Ancillary Area - Store Room - Generic |  | Barely Adequate | 1,122.41 | NO
Waite_WT32-Duncan Swan Insectary_Ground Floor_G1A _ Corr. | WT-WT32-GN-G1A | WT32-GN-G1A-Corr. | Waite | WT | WT32 | Duncan Swan Insectary | GN | Ground Floor | G1A | 99939 | Unusable Spaces | 99939 | Unusable Spaces | 4.07 | Corr. | 8 | Non Useable Floor Area Space Group | 805 | Non-usable - Circulation space |  | Unknown | 0.00 | NO
Waite_WT32-Duncan Swan Insectary_Ground Floor_G2 _ Office | WT-WT32-GN-G2 | WT32-GN-G2-Office | Waite | WT | WT32 | Duncan Swan Insectary | GN | Ground Floor | G2 | 141 | School of Agriculture, Food and Wine | 141 | School of Agriculture, Food and Wine | 4.25 | Office | 1 | Office Space Group | 101 | Office - Academic Staff |  | Barely Adequate | 372.56 | NO
Waite_WT32-Duncan Swan Insectary_Ground Floor_G3 _ Insect Rearing | WT-WT32-GN-G3 | WT32-GN-G3-Insect Rearing | Waite | WT | WT32 | Duncan Swan Insectary | GN | Ground Floor | G3 | 141 | School of Agriculture, Food and Wine | 141 | School of Agriculture, Food and Wine | 4.25 | Insect Rearing | 3 | Specialist Teaching or Research Space Group | 312 | Laboratory - Research Only |  | Barely Adequate | 495.50 | NO
Waite_WT32-Duncan Swan Insectary_Ground Floor_G4 _ Insect Rearing | WT-WT32-GN-G4 | WT32-GN-G4-Insect Rearing | Waite | WT | WT32 | Duncan Swan Insectary | GN | Ground Floor | G4 | 141 | School of Agriculture, Food and Wine | 141 | School of Agriculture, Food and Wine | 4.14 | Insect Rearing | 3 | Specialist Teaching or Research Space Group | 312 | Laboratory - Research Only |  | Barely Adequate | 482.68 | NO
Waite_WT32-Duncan Swan Insectary_Ground Floor_G5 _ Insect Rearing | WT-WT32-GN-G5 | WT32-GN-G5-Insect Rearing | Waite | WT | WT32 | Duncan Swan Insectary | GN | Ground Floor | G5 | 141 | School of Agriculture, Food and Wine | 141 | School of Agriculture, Food and Wine | 4.25 | Insect Rearing | 3 | Specialist Teaching or Research Space Group | 312 | Laboratory - Research Only |  | Barely Adequate | 495.50 | NO
Waite_WT32-Duncan Swan Insectary_Ground Floor_G6 _ Insect Rearing | WT-WT32-GN-G6 | WT32-GN-G6-Insect Rearing | Waite | WT | WT32 | Duncan Swan Insectary | GN | Ground Floor | G6 | 141 | School of Agriculture, Food and Wine | 141 | School of Agriculture, Food and Wine | 8.86 | Insect Rearing | 3 | Specialist Teaching or Research Space Group | 312 | Laboratory - Research Only |  | Barely Adequate | 1,032.98 | NO
Waite_WT32-Duncan Swan Insectary_Ground Floor_G7 _ Workshop | WT-WT32-GN-G7 | WT32-GN-G7-Workshop | Waite | WT | WT32 | Duncan Swan Insectary | GN | Ground Floor | G7 | 99106 | State - SARDI - South Australian Research and Development Institute | 859 | Infrastructure | 18.23 | Workshop | 4 | Ancillary Area Space Group | 403 | Ancillary Area - Workshop |  | Barely Adequate | 1,406.29 | NO
Waite_WT32-Duncan Swan Insectary_Ground Floor_G7A _ Prep. Room | WT-WT32-GN-G7A | WT32-GN-G7A-Prep. Room | Waite | WT | WT32 | Duncan Swan Insectary | GN | Ground Floor | G7A | 99106 | State - SARDI - South Australian Research and Development Institute | 859 | Infrastructure | 14.31 | Prep. Room | 4 | Ancillary Area Space Group | 401 | Ancillary Area - Laboratory Service and Preparation |  | Barely Adequate | 1,103.90 | NO
Waite_WT32-Duncan Swan Insectary_Ground Floor_G8 _ Laboratory | WT-WT32-GN-G8 | WT32-GN-G8-Laboratory | Waite | WT | WT32 | Duncan Swan Insectary | GN | Ground Floor | G8 | 99106 | State - SARDI - South Australian Research and Development Institute | 859 | Infrastructure | 33.45 | Laboratory | 3 | Specialist Teaching or Research Space Group | 312 | Laboratory - Research Only |  | Barely Adequate | 3,899.90 | NO
Waite_WT32-Duncan Swan Insectary_Ground Floor_G9 _ WC - M | WT-WT32-GN-G9 | WT32-GN-G9-WC - M | Waite | WT | WT32 | Duncan Swan Insectary | GN | Ground Floor | G9 | 99939 | Unusable Spaces | 99939 | Unusable Spaces | 1.66 | WC - M | 8 | Non Useable Floor Area Space Group | 821 | Non-usable - Toilets/Amenities - Male |  | Unknown | 0.00 | NO
Waite_WT32-Duncan Swan Insectary_Ground Floor_G9A _ WC - F | WT-WT32-GN-G9A | WT32-GN-G9A-WC - F | Waite | WT | WT32 | Duncan Swan Insectary | GN | Ground Floor | G9A | 99939 | Unusable Spaces | 99939 | Unusable Spaces | 1.57 | WC - F | 8 | Non Useable Floor Area Space Group | 820 | Non-usable - Toilets/Amenities - Female |  | Unknown | 0.00 | NO
Waite_WT33-Insectary Glasshouse_Ground Floor_G1 _ Passage | WT-WT33-GN-G1 | WT33-GN-G1-Passage | Waite | WT | WT33 | Insectary Glasshouse | GN | Ground Floor | G1 | 141 | School of Agriculture, Food and Wine | 141 | School of Agriculture, Food and Wine | 14.7 | Passage | 8 | Non Useable Floor Area Space Group | 805 | Non-usable - Circulation space |  | Barely Adequate | 0.00 | NO
Waite_WT33-Insectary Glasshouse_Ground Floor_G2 _ Insect Room | WT-WT33-GN-G2 | WT33-GN-G2-Insect Room | Waite | WT | WT33 | Insectary Glasshouse | GN | Ground Floor | G2 | 141 | School of Agriculture, Food and Wine | 141 | School of Agriculture, Food and Wine | 6.44 | Insect Room | 4 | Ancillary Area Space Group | 404 | Ancillary Area - Animal Holding |  | Barely Adequate | 496.79 | NO
Waite_WT33-Insectary Glasshouse_Ground Floor_G3 _ Insect Room | WT-WT33-GN-G3 | WT33-GN-G3-Insect Room | Waite | WT | WT33 | Insectary Glasshouse | GN | Ground Floor | G3 | 141 | School of Agriculture, Food and Wine | 141 | School of Agriculture, Food and Wine | 6.44 | Insect Room | 4 | Ancillary Area Space Group | 404 | Ancillary Area - Animal Holding |  | Barely Adequate | 496.79 | NO
Waite_WT33-Insectary Glasshouse_Ground Floor_G4 _ Insect Room | WT-WT33-GN-G4 | WT33-GN-G4-Insect Room | Waite | WT | WT33 | Insectary Glasshouse | GN | Ground Floor | G4 | 141 | School of Agriculture, Food and Wine | 141 | School of Agriculture, Food and Wine | 6.44 | Insect Room | 4 | Ancillary Area Space Group | 404 | Ancillary Area - Animal Holding |  | Barely Adequate | 496.79 | NO
Waite_WT33-Insectary Glasshouse_Ground Floor_G5 _ Insect Room | WT-WT33-GN-G5 | WT33-GN-G5-Insect Room | Waite | WT | WT33 | Insectary Glasshouse | GN | Ground Floor | G5 | 141 | School of Agriculture, Food and Wine | 141 | School of Agriculture, Food and Wine | 36.9 | Insect Room | 4 | Ancillary Area Space Group | 404 | Ancillary Area - Animal Holding |  | Barely Adequate | 2,846.53 | NO
Waite_WT33-Insectary Glasshouse_Ground Floor_G6 _ Insect Room | WT-WT33-GN-G6 | WT33-GN-G6-Insect Room | Waite | WT | WT33 | Insectary Glasshouse | GN | Ground Floor | G6 | 141 | School of Agriculture, Food and Wine | 141 | School of Agriculture, Food and Wine | 36.89 | Insect Room | 4 | Ancillary Area Space Group | 404 | Ancillary Area - Animal Holding |  | Barely Adequate | 2,845.75 | NO
Waite_WT33-Insectary Glasshouse_Ground Floor_G7 _ Insect Room | WT-WT33-GN-G7 | WT33-GN-G7-Insect Room | Waite | WT | WT33 | Insectary Glasshouse | GN | Ground Floor | G7 | 141 | School of Agriculture, Food and Wine | 141 | School of Agriculture, Food and Wine | 6.33 | Insect Room | 4 | Ancillary Area Space Group | 404 | Ancillary Area - Animal Holding |  | Barely Adequate | 488.31 | NO
Waite_WT33-Insectary Glasshouse_Ground Floor_G8 _ Insect Room | WT-WT33-GN-G8 | WT33-GN-G8-Insect Room | Waite | WT | WT33 | Insectary Glasshouse | GN | Ground Floor | G8 | 141 | School of Agriculture, Food and Wine | 141 | School of Agriculture, Food and Wine | 6.32 | Insect Room | 4 | Ancillary Area Space Group | 404 | Ancillary Area - Animal Holding |  | Barely Adequate | 487.53 | NO
Waite_WT33-Insectary Glasshouse_Ground Floor_G9 _ Insect Room | WT-WT33-GN-G9 | WT33-GN-G9-Insect Room | Waite | WT | WT33 | Insectary Glasshouse | GN | Ground Floor | G9 | 141 | School of Agriculture, Food and Wine | 141 | School of Agriculture, Food and Wine | 6.32 | Insect Room | 4 | Ancillary Area Space Group | 404 | Ancillary Area - Animal Holding |  | Barely Adequate | 487.53 | NO
Waite_WT34-Davies Building_First Floor_101 _ Lobby | WT-WT34-01-101 | WT34-01-101-Lobby | Waite | WT | WT34 | Davies Building | 01 | First Floor | 101 | 99939 | Unusable Spaces | 99939 | Unusable Spaces | 11.69 | Lobby | 8 | Non Useable Floor Area Space Group | 805 | Non-usable - Circulation space |  | Unknown | 0.00 | NO
Waite_WT34-Davies Building_First Floor_101D _ Stair | WT-WT34-01-101D | WT34-01-101D-Stair | Waite | WT | WT34 | Davies Building | 01 | First Floor | 101D | 99939 | Unusable Spaces | 99939 | Unusable Spaces | 2.79 | Stair | 8 | Non Useable Floor Area Space Group | 805 | Non-usable - Circulation space |  | Unknown | 0.00 | NO
Waite_WT34-Davies Building_First Floor_101E _ Stair | WT-WT34-01-101E | WT34-01-101E-Stair | Waite | WT | WT34 | Davies Building | 01 | First Floor | 101E | 99939 | Unusable Spaces | 99939 | Unusable Spaces | 4 | Stair | 8 | Non Useable Floor Area Space Group | 805 | Non-usable - Circulation space |  | Unknown | 0.00 | NO
Waite_WT34-Davies Building_First Floor_102 _ Corr. | WT-WT34-01-102 | WT34-01-102-Corr. | Waite | WT | WT34 | Davies Building | 01 | First Floor | 102 | 99939 | Unusable Spaces | 99939 | Unusable Spaces | 64 | Corr. | 8 | Non Useable Floor Area Space Group | 805 | Non-usable - Circulation space |  | Unknown | 0.00 | NO
Waite_WT34-Davies Building_First Floor_103 _ Office | WT-WT34-01-103 | WT34-01-103-Office | Waite | WT | WT34 | Davies Building | 01 | First Floor | 103 | 285 | School of Biological Sciences | 285 | School of Biological Sciences | 30.84 | Office | 1 | Office Space Group | 101 | Office - Academic Staff |  | Adequate | 2,816.11 | NO
Waite_WT34-Davies Building_First Floor_104 _ Office 5 | WT-WT34-01-104 | WT34-01-104-Office 5 | Waite | WT | WT34 | Davies Building | 01 | First Floor | 104 | 285 | School of Biological Sciences | 285 | School of Biological Sciences | 12.03 | Office 5 | 1 | Office Space Group | 101 | Office - Academic Staff |  | Adequate | 1,098.50 | NO
Waite_WT34-Davies Building_First Floor_105 _ Office 6 | WT-WT34-01-105 | WT34-01-105-Office 6 | Waite | WT | WT34 | Davies Building | 01 | First Floor | 105 | 285 | School of Biological Sciences | 285 | School of Biological Sciences | 12.5 | Office 6 | 1 | Office Space Group | 101 | Office - Academic Staff |  | Adequate | 1,141.42 | NO
Waite_WT34-Davies Building_First Floor_105D _ VSR | WT-WT34-01-105D | WT34-01-105D-VSR | Waite | WT | WT34 | Davies Building | 01 | First Floor | 105D | 99939 | Unusable Spaces | 99939 | Unusable Spaces | 0.15 | VSR | 8 | Non Useable Floor Area Space Group | 840 | Non-usable - Service riser |  | Unknown | 0.00 | NO
Waite_WT34-Davies Building_First Floor_106 _ Office 7 | WT-WT34-01-106 | WT34-01-106-Office 7 | Waite | WT | WT34 | Davies Building | 01 | First Floor | 106 | 141 | School of Agriculture, Food and Wine | 141 | School of Agriculture, Food and Wine | 11.98 | Office 7 | 1 | Office Space Group | 101 | Office - Academic Staff |  | Adequate | 1,093.94 | NO
Waite_WT34-Davies Building_First Floor_107 _ Store | WT-WT34-01-107 | WT34-01-107-Store | Waite | WT | WT34 | Davies Building | 01 | First Floor | 107 | 141 | School of Agriculture, Food and Wine | 141 | School of Agriculture, Food and Wine | 7.96 | Store | 4 | Ancillary Area Space Group | 419 | Ancillary Area - Store Room - Generic |  | Adequate | 639.63 | NO
Waite_WT34-Davies Building_First Floor_108 _ Cleaners store | WT-WT34-01-108 | WT34-01-108-Cleaners store | Waite | WT | WT34 | Davies Building | 01 | First Floor | 108 | 99939 | Unusable Spaces | 99939 | Unusable Spaces | 3.6 | Cleaners store | 8 | Non Useable Floor Area Space Group | 806 | Non-usable - Cleaners room |  | Unknown | 0.00 | NO
Waite_WT34-Davies Building_First Floor_109 _ Office 9 | WT-WT34-01-109 | WT34-01-109-Office 9 | Waite | WT | WT34 | Davies Building | 01 | First Floor | 109 | 141 | School of Agriculture, Food and Wine | 141 | School of Agriculture, Food and Wine | 11.68 | Office 9 | 1 | Office Space Group | 101 | Office - Academic Staff |  | Adequate | 1,066.54 | NO
Waite_WT34-Davies Building_First Floor_109D _ VSR | WT-WT34-01-109D | WT34-01-109D-VSR | Waite | WT | WT34 | Davies Building | 01 | First Floor | 109D | 99939 | Unusable Spaces | 99939 | Unusable Spaces | 0.2 | VSR | 8 | Non Useable Floor Area Space Group | 840 | Non-usable - Service riser |  | Unknown | 0.00 | NO
Waite_WT34-Davies Building_First Floor_110 _ Office 10 | WT-WT34-01-110 | WT34-01-110-Office 10 | Waite | WT | WT34 | Davies Building | 01 | First Floor | 110 | 141 | School of Agriculture, Food and Wine | 141 | School of Agriculture, Food and Wine | 12.03 | Office 10 | 1 | Office Space Group | 101 | Office - Academic Staff |  | Adequate | 1,098.50 | NO
Waite_WT34-Davies Building_First Floor_111 _ Office | WT-WT34-01-111 | WT34-01-111-Office | Waite | WT | WT34 | Davies Building | 01 | First Floor | 111 | 141 | School of Agriculture, Food and Wine | 141 | School of Agriculture, Food and Wine | 12.04 | Office | 1 | Office Space Group | 101 | Office - Academic Staff |  | Adequate | 1,099.41 | NO
Waite_WT34-Davies Building_First Floor_112 _ Office | WT-WT34-01-112 | WT34-01-112-Office | Waite | WT | WT34 | Davies Building | 01 | First Floor | 112 | 141 | School of Agriculture, Food and Wine | 141 | School of Agriculture, Food and Wine | 12.04 | Office | 1 | Office Space Group | 101 | Office - Academic Staff |  | Adequate | 1,099.41 | NO
Waite_WT34-Davies Building_First Floor_113 _ Office - Post Doct. 2 & 3 | WT-WT34-01-113 | WT34-01-113-Office - Post Doct. 2 & 3 | Waite | WT | WT34 | Davies Building | 01 | First Floor | 113 | 141 | School of Agriculture, Food and Wine | 141 | School of Agriculture, Food and Wine | 24.17 | Office - Post Doct. 2 & 3 | 1 | Office Space Group | 103 | Office - Research Students |  | Adequate | 2,207.05 | NO
Waite_WT34-Davies Building_First Floor_113D _ VSR | WT-WT34-01-113D | WT34-01-113D-VSR | Waite | WT | WT34 | Davies Building | 01 | First Floor | 113D | 99939 | Unusable Spaces | 99939 | Unusable Spaces | 0.21 | VSR | 8 | Non Useable Floor Area Space Group | 840 | Non-usable - Service riser |  | Unknown | 0.00 | NO
Waite_WT34-Davies Building_First Floor_114 _ Office | WT-WT34-01-114 | WT34-01-114-Office | Waite | WT | WT34 | Davies Building | 01 | First Floor | 114 | 141 | School of Agriculture, Food and Wine | 141 | School of Agriculture, Food and Wine | 12.03 | Office | 1 | Office Space Group | 101 | Office - Academic Staff |  | Adequate | 1,098.50 | NO
Waite_WT34-Davies Building_First Floor_115 _ WC | WT-WT34-01-115 | WT34-01-115-WC | Waite | WT | WT34 | Davies Building | 01 | First Floor | 115 | 99939 | Unusable Spaces | 99939 | Unusable Spaces | 5.63 | WC | 8 | Non Useable Floor Area Space Group | 835 | Non-usable - Toilets/Amenities - Other |  | Unknown | 0.00 | NO
Waite_WT34-Davies Building_First Floor_115D _ VSR | WT-WT34-01-115D | WT34-01-115D-VSR | Waite | WT | WT34 | Davies Building | 01 | First Floor | 115D | 99939 | Unusable Spaces | 99939 | Unusable Spaces | 0.27 | VSR | 8 | Non Useable Floor Area Space Group | 840 | Non-usable - Service riser |  | Unknown | 0.00 | NO
Waite_WT34-Davies Building_First Floor_116 _ Laboratory | WT-WT34-01-116 | WT34-01-116-Laboratory | Waite | WT | WT34 | Davies Building | 01 | First Floor | 116 | 285 | School of Biological Sciences | 285 | School of Biological Sciences | 69.9 | Laboratory | 3 | Specialist Teaching or Research Space Group | 312 | Laboratory - Research Only |  | Good | 10,611.42 | NO
Waite_WT34-Davies Building_First Floor_116A _ Office | WT-WT34-01-116A | WT34-01-116A-Office | Waite | WT | WT34 | Davies Building | 01 | First Floor | 116A | 285 | School of Biological Sciences | 285 | School of Biological Sciences | 11.83 | Office | 1 | Office Space Group | 101 | Office - Academic Staff |  | Adequate | 1,080.24 | NO
Waite_WT34-Davies Building_First Floor_116B _ Office | WT-WT34-01-116B | WT34-01-116B-Office | Waite | WT | WT34 | Davies Building | 01 | First Floor | 116B | 285 | School of Biological Sciences | 285 | School of Biological Sciences | 11.89 | Office | 1 | Office Space Group | 101 | Office - Academic Staff |  | Adequate | 1,085.72 | NO
Waite_WT34-Davies Building_First Floor_117 _ Stair | WT-WT34-01-117 | WT34-01-117-Stair | Waite | WT | WT34 | Davies Building | 01 | First Floor | 117 | 99939 | Unusable Spaces | 99939 | Unusable Spaces | 7.33 | Stair | 8 | Non Useable Floor Area Space Group | 805 | Non-usable - Circulation space |  | Unknown | 0.00 | NO
Waite_WT34-Davies Building_First Floor_117D _ void | WT-WT34-01-117D | WT34-01-117D-void | Waite | WT | WT34 | Davies Building | 01 | First Floor | 117D | 99939 | Unusable Spaces | 99939 | Unusable Spaces | 1.82 | void | 8 | Non Useable Floor Area Space Group | 800 | Non-usable - Specific type not defined |  | Unknown | 0.00 | NO
Waite_WT34-Davies Building_First Floor_118 _ Comms | WT-WT34-01-118 | WT34-01-118-Comms | Waite | WT | WT34 | Davies Building | 01 | First Floor | 118 | 850 | ITDS Branch Central Costs | 869 | Information Technology and Digital Services | 7.98 | Comms | 8 | Non Useable Floor Area Space Group | 812 | Non-usable - Comms/network system/Telephone/PABX |  | Adequate | 0.00 | NO
Waite_WT34-Davies Building_First Floor_118A _ Corr. | WT-WT34-01-118A | WT34-01-118A-Corr. | Waite | WT | WT34 | Davies Building | 01 | First Floor | 118A | 99939 | Unusable Spaces | 99939 | Unusable Spaces | 4.81 | Corr. | 8 | Non Useable Floor Area Space Group | 805 | Non-usable - Circulation space |  | Unknown | 0.00 | NO
Waite_WT34-Davies Building_First Floor_118D _ DB | WT-WT34-01-118D | WT34-01-118D-DB | Waite | WT | WT34 | Davies Building | 01 | First Floor | 118D | 99939 | Unusable Spaces | 99939 | Unusable Spaces | 0.51 | DB | 8 | Non Useable Floor Area Space Group | 811 | Non-usable - Plant room other |  | Unknown | 0.00 | NO
Waite_WT34-Davies Building_First Floor_118E _ VSR | WT-WT34-01-118E | WT34-01-118E-VSR | Waite | WT | WT34 | Davies Building | 01 | First Floor | 118E | 99939 | Unusable Spaces | 99939 | Unusable Spaces | 0.12 | VSR | 8 | Non Useable Floor Area Space Group | 840 | Non-usable - Service riser |  | Unknown | 0.00 | NO
Waite_WT34-Davies Building_First Floor_120 _ Voucher Store | WT-WT34-01-120 | WT34-01-120-Voucher Store | Waite | WT | WT34 | Davies Building | 01 | First Floor | 120 | 285 | School of Biological Sciences | 285 | School of Biological Sciences | 29.29 | Voucher Store | 3 | Specialist Teaching or Research Space Group | 300 | Laboratory - Specialist teaching and research - type not defined |  | Good | 4,446.47 | NO
Waite_WT34-Davies Building_First Floor_120A _ Tissue Culture | WT-WT34-01-120A | WT34-01-120A-Tissue Culture | Waite | WT | WT34 | Davies Building | 01 | First Floor | 120A | 285 | School of Biological Sciences | 285 | School of Biological Sciences | 14.01 | Tissue Culture | 3 | Specialist Teaching or Research Space Group | 300 | Laboratory - Specialist teaching and research - type not defined |  | Adequate | 1,701.47 | NO
Waite_WT34-Davies Building_First Floor_120D _ VSR | WT-WT34-01-120D | WT34-01-120D-VSR | Waite | WT | WT34 | Davies Building | 01 | First Floor | 120D | 99939 | Unusable Spaces | 99939 | Unusable Spaces | 0.16 | VSR | 8 | Non Useable Floor Area Space Group | 840 | Non-usable - Service riser |  | Unknown | 0.00 | NO
Waite_WT34-Davies Building_First Floor_121 _ Soil Store Room | WT-WT34-01-121 | WT34-01-121-Soil Store Room | Waite | WT | WT34 | Davies Building | 01 | First Floor | 121 | 285 | School of Biological Sciences | 285 | School of Biological Sciences | 54.08 | Soil Store Room | 1 | Office Space Group | 103 | Office - Research Students |  | Good | 6,172.79 | NO
Waite_WT34-Davies Building_First Floor_122 _ Office - Post Doct. | WT-WT34-01-122 | WT34-01-122-Office - Post Doct. | Waite | WT | WT34 | Davies Building | 01 | First Floor | 122 | 285 | School of Biological Sciences | 285 | School of Biological Sciences | 21.72 | Office - Post Doct. | 1 | Office Space Group | 103 | Office - Research Students |  | Adequate | 1,983.33 | NO
Waite_WT34-Davies Building_First Floor_122B _ Office | WT-WT34-01-122B | WT34-01-122B-Office | Waite | WT | WT34 | Davies Building | 01 | First Floor | 122B | 285 | School of Biological Sciences | 285 | School of Biological Sciences | 12.98 | Office | 1 | Office Space Group | 103 | Office - Research Students |  | Good | 1,481.56 | NO
Waite_WT34-Davies Building_First Floor_122C _ WC - U - Access (LH) | WT-WT34-01-122C | WT34-01-122C-WC - U - Access (LH) | Waite | WT | WT34 | Davies Building | 01 | First Floor | 122C | 99939 | Unusable Spaces | 99939 | Unusable Spaces | 3.92 | WC - U - Access (LH) | 8 | Non Useable Floor Area Space Group | 818 | Non-usable - Toilets/Amenities - Unisex Accessible |  | Unknown | 0.00 | NO
Waite_WT34-Davies Building_First Floor_122D _ VSR | WT-WT34-01-122D | WT34-01-122D-VSR | Waite | WT | WT34 | Davies Building | 01 | First Floor | 122D | 99939 | Unusable Spaces | 99939 | Unusable Spaces | 0.21 | VSR | 8 | Non Useable Floor Area Space Group | 840 | Non-usable - Service riser |  | Adequate | 0.00 | NO
Waite_WT34-Davies Building_First Floor_122E _ Corr. | WT-WT34-01-122E | WT34-01-122E-Corr. | Waite | WT | WT34 | Davies Building | 01 | First Floor | 122E | 99939 | Unusable Spaces | 99939 | Unusable Spaces | 1.96 | Corr. | 8 | Non Useable Floor Area Space Group | 805 | Non-usable - Circulation space |  | Unknown | 0.00 | NO
Waite_WT34-Davies Building_First Floor_122F _ WC - F | WT-WT34-01-122F | WT34-01-122F-WC - F | Waite | WT | WT34 | Davies Building | 01 | First Floor | 122F | 99939 | Unusable Spaces | 99939 | Unusable Spaces | 7.76 | WC - F | 8 | Non Useable Floor Area Space Group | 820 | Non-usable - Toilets/Amenities - Female |  | Unknown | 0.00 | NO
Waite_WT34-Davies Building_First Floor_122G _ WC - M | WT-WT34-01-122G | WT34-01-122G-WC - M | Waite | WT | WT34 | Davies Building | 01 | First Floor | 122G | 99939 | Unusable Spaces | 99939 | Unusable Spaces | 7.93 | WC - M | 8 | Non Useable Floor Area Space Group | 821 | Non-usable - Toilets/Amenities - Male |  | Unknown | 0.00 | NO
Waite_WT34-Davies Building_First Floor_122H _ Corr. | WT-WT34-01-122H | WT34-01-122H-Corr. | Waite | WT | WT34 | Davies Building | 01 | First Floor | 122H | 99939 | Unusable Spaces | 99939 | Unusable Spaces | 4.82 | Corr. | 8 | Non Useable Floor Area Space Group | 805 | Non-usable - Circulation space |  | Unknown | 0.00 | NO
Waite_WT34-Davies Building_First Floor_123 _ Waiting | WT-WT34-01-123 | WT34-01-123-Waiting | Waite | WT | WT34 | Davies Building | 01 | First Floor | 123 | 285 | School of Biological Sciences | 285 | School of Biological Sciences | 17.1 | Waiting | 6 | General Facility Space Group | 623 | General Facility - Waiting Area/Foyer/Reception Area |  | Adequate | 1,748.84 | NO
Waite_WT34-Davies Building_First Floor_123A _ Office | WT-WT34-01-123A | WT34-01-123A-Office | Waite | WT | WT34 | Davies Building | 01 | First Floor | 123A | 285 | School of Biological Sciences | 285 | School of Biological Sciences | 10.15 | Office | 1 | Office Space Group | 101 | Office - Academic Staff |  | Good | 1,158.54 | NO
Waite_WT34-Davies Building_First Floor_123B _ Corr. | WT-WT34-01-123B | WT34-01-123B-Corr. | Waite | WT | WT34 | Davies Building | 01 | First Floor | 123B | 99939 | Unusable Spaces | 99939 | Unusable Spaces | 2.9 | Corr. | 8 | Non Useable Floor Area Space Group | 805 | Non-usable - Circulation space |  | Unknown | 0.00 | NO
Waite_WT34-Davies Building_First Floor_123C _ Reception - Open Plan | WT-WT34-01-123C | WT34-01-123C-Reception - Open Plan | Waite | WT | WT34 | Davies Building | 01 | First Floor | 123C | 285 | School of Biological Sciences | 285 | School of Biological Sciences | 23.46 | Reception - Open Plan | 6 | General Facility Space Group | 623 | General Facility - Waiting Area/Foyer/Reception Area |  | Good | 2,999.10 | NO
Waite_WT34-Davies Building_First Floor_123D _ Meeting | WT-WT34-01-123D | WT34-01-123D-Meeting | Waite | WT | WT34 | Davies Building | 01 | First Floor | 123D | 285 | School of Biological Sciences | 285 | School of Biological Sciences | 11.55 | Meeting | 6 | General Facility Space Group | 601 | General Facility - Committee/Conference/Meeting room |  | Adequate | 1,181.23 | NO
Waite_WT34-Davies Building_First Floor_123E _ Office 3 | WT-WT34-01-123E | WT34-01-123E-Office 3 | Waite | WT | WT34 | Davies Building | 01 | First Floor | 123E | 285 | School of Biological Sciences | 285 | School of Biological Sciences | 16 | Office 3 | 1 | Office Space Group | 101 | Office - Academic Staff |  | Adequate | 1,461.02 | NO
Waite_WT34-Davies Building_First Floor_123F _ Support Area | WT-WT34-01-123F | WT34-01-123F-Support Area | Waite | WT | WT34 | Davies Building | 01 | First Floor | 123F | 285 | School of Biological Sciences | 285 | School of Biological Sciences | 12.62 | Support Area | 1 | Office Space Group | 101 | Office - Academic Staff |  | Adequate | 1,152.38 | NO
Waite_WT34-Davies Building_First Floor_123G _ Office - Open Plan | WT-WT34-01-123G | WT34-01-123G-Office - Open Plan | Waite | WT | WT34 | Davies Building | 01 | First Floor | 123G | 285 | School of Biological Sciences | 285 | School of Biological Sciences | 15.73 | Office - Open Plan | 1 | Office Space Group | 112 | Open Plan - Academic Staff |  | Good | 1,795.45 | NO
Waite_WT34-Davies Building_Ground Floor_G01 _ Lobby | WT-WT34-GN-G01 | WT34-GN-G01-Lobby | Waite | WT | WT34 | Davies Building | GN | Ground Floor | G01 | 99939 | Unusable Spaces | 99939 | Unusable Spaces | 3.82 | Lobby | 8 | Non Useable Floor Area Space Group | 805 | Non-usable - Circulation space |  | Unknown | 0.00 | NO
Waite_WT34-Davies Building_Ground Floor_G02 _ Stair | WT-WT34-GN-G02 | WT34-GN-G02-Stair | Waite | WT | WT34 | Davies Building | GN | Ground Floor | G02 | 99939 | Unusable Spaces | 99939 | Unusable Spaces | 4.04 | Stair | 8 | Non Useable Floor Area Space Group | 805 | Non-usable - Circulation space |  | Unknown | 0.00 | NO
Waite_WT34-Davies Building_Ground Floor_G03 _ Corr. | WT-WT34-GN-G03 | WT34-GN-G03-Corr. | Waite | WT | WT34 | Davies Building | GN | Ground Floor | G03 | 99939 | Unusable Spaces | 99939 | Unusable Spaces | 22 | Corr. | 8 | Non Useable Floor Area Space Group | 805 | Non-usable - Circulation space |  | Unknown | 0.00 | NO
Waite_WT34-Davies Building_Ground Floor_G04 _ General Soils Laboratory | WT-WT34-GN-G04 | WT34-GN-G04-General Soils Laboratory | Waite | WT | WT34 | Davies Building | GN | Ground Floor | G04 | 141 | School of Agriculture, Food and Wine | 141 | School of Agriculture, Food and Wine | 135.42 | General Soils Laboratory | 3 | Specialist Teaching or Research Space Group | 300 | Laboratory - Specialist teaching and research - type not defined |  | Adequate | 16,446.34 | NO
Waite_WT34-Davies Building_Ground Floor_G05 _ Light Lock | WT-WT34-GN-G05 | WT34-GN-G05-Light Lock | Waite | WT | WT34 | Davies Building | GN | Ground Floor | G05 | 141 | School of Agriculture, Food and Wine | 141 | School of Agriculture, Food and Wine | 1.54 | Light Lock | 8 | Non Useable Floor Area Space Group | 805 | Non-usable - Circulation space |  | Adequate | 0.00 | NO
Waite_WT34-Davies Building_Ground Floor_G05A _ Dark Room | WT-WT34-GN-G05A | WT34-GN-G05A-Dark Room | Waite | WT | WT34 | Davies Building | GN | Ground Floor | G05A | 141 | School of Agriculture, Food and Wine | 141 | School of Agriculture, Food and Wine | 11.05 | Dark Room | 4 | Ancillary Area Space Group | 411 | Ancillary Area - Darkroom |  | Adequate | 887.93 | NO
Waite_WT34-Davies Building_Ground Floor_G06 _ Office | WT-WT34-GN-G06 | WT34-GN-G06-Office | Waite | WT | WT34 | Davies Building | GN | Ground Floor | G06 | 141 | School of Agriculture, Food and Wine | 141 | School of Agriculture, Food and Wine | 13.27 | Office | 1 | Office Space Group | 101 | Office - Academic Staff |  | Adequate | 1,211.73 | NO
Waite_WT34-Davies Building_Ground Floor_G08 _ Soil Chemistry Laboratory | WT-WT34-GN-G08 | WT34-GN-G08-Soil Chemistry Laboratory | Waite | WT | WT34 | Davies Building | GN | Ground Floor | G08 | 141 | School of Agriculture, Food and Wine | 141 | School of Agriculture, Food and Wine | 75.1 | Soil Chemistry Laboratory | 3 | Specialist Teaching or Research Space Group | 300 | Laboratory - Specialist teaching and research - type not defined |  | Adequate | 9,120.66 | NO
Waite_WT34-Davies Building_Ground Floor_G08A _ Laboratory Bench | WT-WT34-GN-G08A | WT34-GN-G08A-Laboratory Bench | Waite | WT | WT34 | Davies Building | GN | Ground Floor | G08A | 141 | School of Agriculture, Food and Wine | 141 | School of Agriculture, Food and Wine | 7.83 | Laboratory Bench | 3 | Specialist Teaching or Research Space Group | 300 | Laboratory - Specialist teaching and research - type not defined |  | Adequate | 950.93 | NO
Waite_WT34-Davies Building_Ground Floor_G08B _ Laboratory Bench (south) | WT-WT34-GN-G08B | WT34-GN-G08B-Laboratory Bench (south) | Waite | WT | WT34 | Davies Building | GN | Ground Floor | G08B | 141 | School of Agriculture, Food and Wine | 141 | School of Agriculture, Food and Wine | 8.23 | Laboratory Bench (south) | 3 | Specialist Teaching or Research Space Group | 312 | Laboratory - Research Only |  | Adequate | 999.51 | NO
Waite_WT34-Davies Building_Ground Floor_G09 _ WC | WT-WT34-GN-G09 | WT34-GN-G09-WC | Waite | WT | WT34 | Davies Building | GN | Ground Floor | G09 | 99939 | Unusable Spaces | 99939 | Unusable Spaces | 6.41 | WC | 8 | Non Useable Floor Area Space Group | 835 | Non-usable - Toilets/Amenities - Other |  | Unknown | 0.00 | NO
Waite_WT34-Davies Building_Ground Floor_G10 _ Isotope Laboratory | WT-WT34-GN-G10 | WT34-GN-G10-Isotope Laboratory | Waite | WT | WT34 | Davies Building | GN | Ground Floor | G10 | 141 | School of Agriculture, Food and Wine | 141 | School of Agriculture, Food and Wine | 22.92 | Isotope Laboratory | 3 | Specialist Teaching or Research Space Group | 300 | Laboratory - Specialist teaching and research - type not defined |  | Adequate | 2,783.56 | NO
Waite_WT34-Davies Building_Ground Floor_G11 _ Instrument Room | WT-WT34-GN-G11 | WT34-GN-G11-Instrument Room | Waite | WT | WT34 | Davies Building | GN | Ground Floor | G11 | 141 | School of Agriculture, Food and Wine | 141 | School of Agriculture, Food and Wine | 22.27 | Instrument Room | 4 | Ancillary Area Space Group | 402 | Ancillary Area - Instrument Room |  | Adequate | 1,789.52 | NO
Waite_WT34-Davies Building_Ground Floor_G12 _ Office | WT-WT34-GN-G12 | WT34-GN-G12-Office | Waite | WT | WT34 | Davies Building | GN | Ground Floor | G12 | 141 | School of Agriculture, Food and Wine | 141 | School of Agriculture, Food and Wine | 12.88 | Office | 1 | Office Space Group | 101 | Office - Academic Staff |  | Adequate | 1,176.12 | NO
Waite_WT34-Davies Building_Ground Floor_G13 _ Store - Sealed Radiation | WT-WT34-GN-G13 | WT34-GN-G13-Store - Sealed Radiation | Waite | WT | WT34 | Davies Building | GN | Ground Floor | G13 | 141 | School of Agriculture, Food and Wine | 141 | School of Agriculture, Food and Wine | 7.88 | Store - Sealed Radiation | 4 | Ancillary Area Space Group | 418 | Ancillary Area - Dangerous goods storage |  | Adequate | 633.20 | NO
Waite_WT34-Davies Building_Ground Floor_G14 _ Trace Element Laboratory | WT-WT34-GN-G14 | WT34-GN-G14-Trace Element Laboratory | Waite | WT | WT34 | Davies Building | GN | Ground Floor | G14 | 141 | School of Agriculture, Food and Wine | 141 | School of Agriculture, Food and Wine | 14.82 | Trace Element Laboratory | 3 | Specialist Teaching or Research Space Group | 300 | Laboratory - Specialist teaching and research - type not defined |  | Adequate | 1,799.84 | NO
Waite_WT34-Davies Building_Ground Floor_G15 _ Office | WT-WT34-GN-G15 | WT34-GN-G15-Office | Waite | WT | WT34 | Davies Building | GN | Ground Floor | G15 | 141 | School of Agriculture, Food and Wine | 141 | School of Agriculture, Food and Wine | 15.15 | Office | 1 | Office Space Group | 101 | Office - Academic Staff |  | Adequate | 1,383.40 | NO
Waite_WT34-Davies Building_Ground Floor_G16 _ Store Room | WT-WT34-GN-G16 | WT34-GN-G16-Store Room | Waite | WT | WT34 | Davies Building | GN | Ground Floor | G16 | 141 | School of Agriculture, Food and Wine | 141 | School of Agriculture, Food and Wine | 16.22 | Store Room | 4 | Ancillary Area Space Group | 401 | Ancillary Area - Laboratory Service and Preparation |  | Adequate | 1,303.37 | NO
Waite_WT34-Davies Building_Ground Floor_G16A _ Freezer | WT-WT34-GN-G16A | WT34-GN-G16A-Freezer | Waite | WT | WT34 | Davies Building | GN | Ground Floor | G16A | 141 | School of Agriculture, Food and Wine | 141 | School of Agriculture, Food and Wine | 8.92 | Freezer | 4 | Ancillary Area Space Group | 405 | Ancillary Area - Constant Temperature/ Freezer/Cold/Warm Rooms |  | Adequate | 716.77 | NO
Waite_WT34-Davies Building_Ground Floor_G17 _ Corr. | WT-WT34-GN-G17 | WT34-GN-G17-Corr. | Waite | WT | WT34 | Davies Building | GN | Ground Floor | G17 | 99939 | Unusable Spaces | 99939 | Unusable Spaces | 8.64 | Corr. | 8 | Non Useable Floor Area Space Group | 805 | Non-usable - Circulation space |  | Unknown | 0.00 | NO
Waite_WT34-Davies Building_Ground Floor_G17A _ Corr. | WT-WT34-GN-G17A | WT34-GN-G17A-Corr. | Waite | WT | WT34 | Davies Building | GN | Ground Floor | G17A | 99939 | Unusable Spaces | 99939 | Unusable Spaces | 10.97 | Corr. | 8 | Non Useable Floor Area Space Group | 805 | Non-usable - Circulation space |  | Unknown | 0.00 | NO
Waite_WT34-Davies Building_Ground Floor_G17B _ Cleaners Room | WT-WT34-GN-G17B | WT34-GN-G17B-Cleaners Room | Waite | WT | WT34 | Davies Building | GN | Ground Floor | G17B | 99939 | Unusable Spaces | 99939 | Unusable Spaces | 2.82 | Cleaners Room | 8 | Non Useable Floor Area Space Group | 806 | Non-usable - Cleaners room |  | Unknown | 0.00 | NO
Waite_WT34-Davies Building_Ground Floor_G18 _ Soils Physics Laboratory | WT-WT34-GN-G18 | WT34-GN-G18-Soils Physics Laboratory | Waite | WT | WT34 | Davies Building | GN | Ground Floor | G18 | 141 | School of Agriculture, Food and Wine | 141 | School of Agriculture, Food and Wine | 52.2 | Soils Physics Laboratory | 3 | Specialist Teaching or Research Space Group | 300 | Laboratory - Specialist teaching and research - type not defined |  | Adequate | 6,339.53 | NO
Waite_WT34-Davies Building_Ground Floor_G19 _ Pressure Plate 1 | WT-WT34-GN-G19 | WT34-GN-G19-Pressure Plate 1 | Waite | WT | WT34 | Davies Building | GN | Ground Floor | G19 | 141 | School of Agriculture, Food and Wine | 141 | School of Agriculture, Food and Wine | 14.23 | Pressure Plate 1 | 4 | Ancillary Area Space Group | 401 | Ancillary Area - Laboratory Service and Preparation |  | Adequate | 1,143.46 | NO
Waite_WT34-Davies Building_Ground Floor_G19A _ Pressure Plate 1 | WT-WT34-GN-G19A | WT34-GN-G19A-Pressure Plate 1 | Waite | WT | WT34 | Davies Building | GN | Ground Floor | G19A | 141 | School of Agriculture, Food and Wine | 141 | School of Agriculture, Food and Wine | 10.68 | Pressure Plate 1 | 4 | Ancillary Area Space Group | 401 | Ancillary Area - Laboratory Service and Preparation |  | Adequate | 858.20 | NO
Waite_WT34-Davies Building_Ground Floor_G21 _ Stair | WT-WT34-GN-G21 | WT34-GN-G21-Stair | Waite | WT | WT34 | Davies Building | GN | Ground Floor | G21 | 99939 | Unusable Spaces | 99939 | Unusable Spaces | 6.79 | Stair | 8 | Non Useable Floor Area Space Group | 805 | Non-usable - Circulation space |  | Unknown | 0.00 | NO
Waite_WT34-Davies Building_Ground Floor_G21D _ Undercroft | WT-WT34-GN-G21D | WT34-GN-G21D-Undercroft | Waite | WT | WT34 | Davies Building | GN | Ground Floor | G21D | 99966 | Unknown | 99939 | Unusable Spaces | 67.43 | Undercroft | 8 | Non Useable Floor Area Space Group | 805 | Non-usable - Circulation space |  | Unknown | 0.00 | NO
Waite_WT34-Davies Building_Mezzanine_M01 _ Stair | WT-WT34-MZ-M01 | WT34-MZ-M01-Stair | Waite | WT | WT34 | Davies Building | MZ | Mezzanine | M01 | 99939 | Unusable Spaces | 99939 | Unusable Spaces | 4.95 | Stair | 8 | Non Useable Floor Area Space Group | 805 | Non-usable - Circulation space |  | Unknown | 0.00 | NO
Waite_WT34-Davies Building_Mezzanine_M02 _ Corr. | WT-WT34-MZ-M02 | WT34-MZ-M02-Corr. | Waite | WT | WT34 | Davies Building | MZ | Mezzanine | M02 | 99939 | Unusable Spaces | 99939 | Unusable Spaces | 13.75 | Corr. | 8 | Non Useable Floor Area Space Group | 805 | Non-usable - Circulation space |  | Unknown | 0.00 | NO
Waite_WT34-Davies Building_Mezzanine_M03 _ Office | WT-WT34-MZ-M03 | WT34-MZ-M03-Office | Waite | WT | WT34 | Davies Building | MZ | Mezzanine | M03 | 285 | School of Biological Sciences | 285 | School of Biological Sciences | 26.33 | Office | 1 | Office Space Group | 101 | Office - Academic Staff |  | Good | 3,005.35 | NO
Waite_WT34-Davies Building_Mezzanine_M03A _ Office | WT-WT34-MZ-M03A | WT34-MZ-M03A-Office | Waite | WT | WT34 | Davies Building | MZ | Mezzanine | M03A | 285 | School of Biological Sciences | 285 | School of Biological Sciences | 20.24 | Office | 1 | Office Space Group | 101 | Office - Academic Staff |  | Good | 2,310.23 | NO
Waite_WT34-Davies Building_Mezzanine_M04 _ Plantroom | WT-WT34-MZ-M04 | WT34-MZ-M04-Plantroom | Waite | WT | WT34 | Davies Building | MZ | Mezzanine | M04 | 99939 | Unusable Spaces | 99939 | Unusable Spaces | 157.95 | Plantroom | 8 | Non Useable Floor Area Space Group | 811 | Non-usable - Plant room other |  | Unknown | 0.00 | NO
Waite_WT34-Davies Building_Mezzanine_M05 _ Office | WT-WT34-MZ-M05 | WT34-MZ-M05-Office | Waite | WT | WT34 | Davies Building | MZ | Mezzanine | M05 | 285 | School of Biological Sciences | 285 | School of Biological Sciences | 20.96 | Office | 1 | Office Space Group | 101 | Office - Academic Staff |  | Good | 2,392.41 | NO
Waite_WT34-Davies Building_Mezzanine_M05A _ Office | WT-WT34-MZ-M05A | WT34-MZ-M05A-Office | Waite | WT | WT34 | Davies Building | MZ | Mezzanine | M05A | 285 | School of Biological Sciences | 285 | School of Biological Sciences | 9.55 | Office | 1 | Office Space Group | 101 | Office - Academic Staff |  | Good | 1,090.05 | NO
Waite_WT34-Davies Building_Mezzanine_M05D _ VSR | WT-WT34-MZ-M05D | WT34-MZ-M05D-VSR | Waite | WT | WT34 | Davies Building | MZ | Mezzanine | M05D | 99939 | Unusable Spaces | 99939 | Unusable Spaces | 0.21 | VSR | 8 | Non Useable Floor Area Space Group | 840 | Non-usable - Service riser |  | Unknown | 0.00 | NO
Waite_WT34-Davies Building_Mezzanine_M06 _ Conference / Tea Room | WT-WT34-MZ-M06 | WT34-MZ-M06-Conference / Tea Room | Waite | WT | WT34 | Davies Building | MZ | Mezzanine | M06 | 141 | School of Agriculture, Food and Wine | 141 | School of Agriculture, Food and Wine | 26.28 | Conference / Tea Room | 6 | General Facility Space Group | 601 | General Facility - Committee/Conference/Meeting room |  | Good | 3,359.60 | NO
Waite_WT34-Davies Building_Mezzanine_M06A _ Conference / Tea Room | WT-WT34-MZ-M06A | WT34-MZ-M06A-Conference / Tea Room | Waite | WT | WT34 | Davies Building | MZ | Mezzanine | M06A | 141 | School of Agriculture, Food and Wine | 141 | School of Agriculture, Food and Wine | 24.78 | Conference / Tea Room | 6 | General Facility Space Group | 601 | General Facility - Committee/Conference/Meeting room |  | Good | 3,167.85 | NO
Waite_WT34-Davies Building_Mezzanine_M07 _ Office | WT-WT34-MZ-M07 | WT34-MZ-M07-Office | Waite | WT | WT34 | Davies Building | MZ | Mezzanine | M07 | 285 | School of Biological Sciences | 285 | School of Biological Sciences | 33.49 | Office | 1 | Office Space Group | 101 | Office - Academic Staff |  | Good | 3,822.61 | NO
Waite_WT34-Davies Building_Mezzanine_M07A _ Office - Post Grad. | WT-WT34-MZ-M07A | WT34-MZ-M07A-Office - Post Grad. | Waite | WT | WT34 | Davies Building | MZ | Mezzanine | M07A | 285 | School of Biological Sciences | 285 | School of Biological Sciences | 17.1 | Office - Post Grad. | 1 | Office Space Group | 103 | Office - Research Students |  | Good | 1,951.83 | NO
Waite_WT34-Davies Building_Mezzanine_M07D _ VSR | WT-WT34-MZ-M07D | WT34-MZ-M07D-VSR | Waite | WT | WT34 | Davies Building | MZ | Mezzanine | M07D | 99939 | Unusable Spaces | 99939 | Unusable Spaces | 0.49 | VSR | 8 | Non Useable Floor Area Space Group | 840 | Non-usable - Service riser |  | Unknown | 0.00 | NO
Waite_WT35-Breeding Field Operations_Ground Floor_G01 _ Store | WT-WT35-GN-G01 | WT35-GN-G01-Store | Waite | WT | WT35 | Breeding Field Operations | GN | Ground Floor | G01 | 141 | School of Agriculture, Food and Wine | 141 | School of Agriculture, Food and Wine | 34.52 | Store | 4 | Ancillary Area Space Group | 419 | Ancillary Area - Store Room - Generic |  | Adequate | 2,773.88 | NO
Waite_WT35-Breeding Field Operations_Ground Floor_G02 _ Corr. | WT-WT35-GN-G02 | WT35-GN-G02-Corr. | Waite | WT | WT35 | Breeding Field Operations | GN | Ground Floor | G02 | 99939 | Unusable Spaces | 99939 | Unusable Spaces | 33.3 | Corr. | 8 | Non Useable Floor Area Space Group | 805 | Non-usable - Circulation space |  | Unknown | 0.00 | NO
Waite_WT35-Breeding Field Operations_Ground Floor_G03 _ Store | WT-WT35-GN-G03 | WT35-GN-G03-Store | Waite | WT | WT35 | Breeding Field Operations | GN | Ground Floor | G03 | 141 | School of Agriculture, Food and Wine | 141 | School of Agriculture, Food and Wine | 28.42 | Store | 4 | Ancillary Area Space Group | 419 | Ancillary Area - Store Room - Generic |  | Adequate | 2,283.71 | NO
Waite_WT35-Breeding Field Operations_Ground Floor_G03A _ Cold Room | WT-WT35-GN-G03A | WT35-GN-G03A-Cold Room | Waite | WT | WT35 | Breeding Field Operations | GN | Ground Floor | G03A | 141 | School of Agriculture, Food and Wine | 141 | School of Agriculture, Food and Wine | 11.2 | Cold Room | 4 | Ancillary Area Space Group | 405 | Ancillary Area - Constant Temperature/ Freezer/Cold/Warm Rooms |  | Adequate | 899.99 | NO
Waite_WT35-Breeding Field Operations_Ground Floor_G03B _ Freeze Room | WT-WT35-GN-G03B | WT35-GN-G03B-Freeze Room | Waite | WT | WT35 | Breeding Field Operations | GN | Ground Floor | G03B | 141 | School of Agriculture, Food and Wine | 141 | School of Agriculture, Food and Wine | 15.12 | Freeze Room | 4 | Ancillary Area Space Group | 405 | Ancillary Area - Constant Temperature/ Freezer/Cold/Warm Rooms |  | Adequate | 1,214.98 | NO
Waite_WT35-Breeding Field Operations_Ground Floor_G03C _ Store | WT-WT35-GN-G03C | WT35-GN-G03C-Store | Waite | WT | WT35 | Breeding Field Operations | GN | Ground Floor | G03C | 141 | School of Agriculture, Food and Wine | 141 | School of Agriculture, Food and Wine | 6.21 | Store | 4 | Ancillary Area Space Group | 419 | Ancillary Area - Store Room - Generic |  | Adequate | 499.01 | NO
Waite_WT35-Breeding Field Operations_Ground Floor_G03D _ Store | WT-WT35-GN-G03D | WT35-GN-G03D-Store | Waite | WT | WT35 | Breeding Field Operations | GN | Ground Floor | G03D | 141 | School of Agriculture, Food and Wine | 141 | School of Agriculture, Food and Wine | 6.9 | Store | 4 | Ancillary Area Space Group | 419 | Ancillary Area - Store Room - Generic |  | Adequate | 554.46 | NO
Waite_WT35-Breeding Field Operations_Ground Floor_G04 _ Store | WT-WT35-GN-G04 | WT35-GN-G04-Store | Waite | WT | WT35 | Breeding Field Operations | GN | Ground Floor | G04 | 141 | School of Agriculture, Food and Wine | 141 | School of Agriculture, Food and Wine | 48.59 | Store | 4 | Ancillary Area Space Group | 419 | Ancillary Area - Store Room - Generic |  | Adequate | 3,904.49 | NO
Waite_WT35-Breeding Field Operations_Ground Floor_G05 _ Store | WT-WT35-GN-G05 | WT35-GN-G05-Store | Waite | WT | WT35 | Breeding Field Operations | GN | Ground Floor | G05 | 141 | School of Agriculture, Food and Wine | 141 | School of Agriculture, Food and Wine | 11.02 | Store | 4 | Ancillary Area Space Group | 419 | Ancillary Area - Store Room - Generic |  | Adequate | 885.52 | NO
Waite_WT35-Breeding Field Operations_Ground Floor_G05A _ Cool Room | WT-WT35-GN-G05A | WT35-GN-G05A-Cool Room | Waite | WT | WT35 | Breeding Field Operations | GN | Ground Floor | G05A | 141 | School of Agriculture, Food and Wine | 141 | School of Agriculture, Food and Wine | 3.99 | Cool Room | 4 | Ancillary Area Space Group | 405 | Ancillary Area - Constant Temperature/ Freezer/Cold/Warm Rooms |  | Adequate | 320.62 | NO
Waite_WT35-Breeding Field Operations_Ground Floor_G05B _ Cool Room | WT-WT35-GN-G05B | WT35-GN-G05B-Cool Room | Waite | WT | WT35 | Breeding Field Operations | GN | Ground Floor | G05B | 141 | School of Agriculture, Food and Wine | 141 | School of Agriculture, Food and Wine | 3.99 | Cool Room | 4 | Ancillary Area Space Group | 405 | Ancillary Area - Constant Temperature/ Freezer/Cold/Warm Rooms |  | Adequate | 320.62 | NO
Waite_WT35-Breeding Field Operations_Ground Floor_G06 _ Store | WT-WT35-GN-G06 | WT35-GN-G06-Store | Waite | WT | WT35 | Breeding Field Operations | GN | Ground Floor | G06 | 141 | School of Agriculture, Food and Wine | 141 | School of Agriculture, Food and Wine | 46.44 | Store | 4 | Ancillary Area Space Group | 419 | Ancillary Area - Store Room - Generic |  | Adequate | 3,731.73 | NO
Waite_WT35-Breeding Field Operations_Ground Floor_G07 _ Store | WT-WT35-GN-G07 | WT35-GN-G07-Store | Waite | WT | WT35 | Breeding Field Operations | GN | Ground Floor | G07 | 141 | School of Agriculture, Food and Wine | 141 | School of Agriculture, Food and Wine | 41.18 | Store | 4 | Ancillary Area Space Group | 419 | Ancillary Area - Store Room - Generic |  | Adequate | 3,309.05 | NO
Waite_WT35-Breeding Field Operations_Ground Floor_G08 _ Store | WT-WT35-GN-G08 | WT35-GN-G08-Store | Waite | WT | WT35 | Breeding Field Operations | GN | Ground Floor | G08 | 141 | School of Agriculture, Food and Wine | 141 | School of Agriculture, Food and Wine | 28.9 | Store | 4 | Ancillary Area Space Group | 419 | Ancillary Area - Store Room - Generic |  | Adequate | 2,322.28 | NO
Waite_WT35-Breeding Field Operations_Ground Floor_G08A _ WC - U | WT-WT35-GN-G08A | WT35-GN-G08A-WC - U | Waite | WT | WT35 | Breeding Field Operations | GN | Ground Floor | G08A | 99939 | Unusable Spaces | 99939 | Unusable Spaces | 1.73 | WC - U | 8 | Non Useable Floor Area Space Group | 835 | Non-usable - Toilets/Amenities - Other |  | Unknown | 0.00 | NO
Waite_WT35-Breeding Field Operations_Ground Floor_G08B _ Store | WT-WT35-GN-G08B | WT35-GN-G08B-Store | Waite | WT | WT35 | Breeding Field Operations | GN | Ground Floor | G08B | 141 | School of Agriculture, Food and Wine | 141 | School of Agriculture, Food and Wine | 28.42 | Store | 4 | Ancillary Area Space Group | 419 | Ancillary Area - Store Room - Generic |  | Adequate | 2,283.71 | NO
Waite_WT35-Breeding Field Operations_Ground Floor_G08C _ Store | WT-WT35-GN-G08C | WT35-GN-G08C-Store | Waite | WT | WT35 | Breeding Field Operations | GN | Ground Floor | G08C | 141 | School of Agriculture, Food and Wine | 141 | School of Agriculture, Food and Wine | 21.75 | Store | 4 | Ancillary Area Space Group | 419 | Ancillary Area - Store Room - Generic |  | Adequate | 1,747.74 | NO
Waite_WT35-Breeding Field Operations_Ground Floor_G09 _ Store | WT-WT35-GN-G09 | WT35-GN-G09-Store | Waite | WT | WT35 | Breeding Field Operations | GN | Ground Floor | G09 | 141 | School of Agriculture, Food and Wine | 141 | School of Agriculture, Food and Wine | 53.4 | Store | 4 | Ancillary Area Space Group | 419 | Ancillary Area - Store Room - Generic |  | Adequate | 4,291.00 | NO
Waite_WT36-Machinery Carport_Ground Floor_G1 _ Machinery Carport | WT-WT36-GN-G1 | WT36-GN-G1-Machinery Carport | Waite | WT | WT36 | Machinery Carport | GN | Ground Floor | G1 | 99966 | Unknown | 99939 | Unusable Spaces | 152.67 | Machinery Carport | 8 | Non Useable Floor Area Space Group | 807 | Non-usable - Garage/Loading bay |  | Unknown | 0.00 | NO
Waite_WT37-McLeod House_Ground Floor_G0 _ Entrance | WT-WT37-GN-G0 | WT37-GN-G0-Entrance | Waite | WT | WT37 | McLeod House | GN | Ground Floor | G0 | 99939 | Unusable Spaces | 99939 | Unusable Spaces | 5.06 | Entrance | 8 | Non Useable Floor Area Space Group | 805 | Non-usable - Circulation space |  | Unknown | 0.00 | NO
Waite_WT37-McLeod House_Ground Floor_G0A _ ATM | WT-WT37-GN-G0A | WT37-GN-G0A-ATM | Waite | WT | WT37 | McLeod House | GN | Ground Floor | G0A | 99208 | Commercial - Beltana Café | 859 | Infrastructure | 0.72 | ATM | 6 | General Facility Space Group | 611 | General Facility - Commercial/Business/Retail Facilities |  | Good | 92.04 | NO
Waite_WT37-McLeod House_Ground Floor_G1 _ Dining Room | WT-WT37-GN-G1 | WT37-GN-G1-Dining Room | Waite | WT | WT37 | McLeod House | GN | Ground Floor | G1 | 859 | Infrastructure Office | 859 | Infrastructure | 291.59 | Dining Room | 6 | General Facility Space Group | 607 | General Facility - Cafeteria/Refectory/Canteen/Dining Room |  | Good | 37,276.53 | NO
Waite_WT37-McLeod House_Ground Floor_G10 _ Cleaners Store | WT-WT37-GN-G10 | WT37-GN-G10-Cleaners Store | Waite | WT | WT37 | McLeod House | GN | Ground Floor | G10 | 99939 | Unusable Spaces | 99939 | Unusable Spaces | 2.38 | Cleaners Store | 8 | Non Useable Floor Area Space Group | 806 | Non-usable - Cleaners room |  | Unknown | 0.00 | NO
Waite_WT37-McLeod House_Ground Floor_G11 _ Verandah (UCA) | WT-WT37-GN-G11 | WT37-GN-G11-Verandah (UCA) | Waite | WT | WT37 | McLeod House | GN | Ground Floor | G11 | 99939 | Unusable Spaces | 99939 | Unusable Spaces | 108.36 | Verandah (UCA) | 8 | Non Useable Floor Area Space Group | 839 | Non-usable - Verandah/Balcony |  | Unknown | 0.00 | NO
Waite_WT37-McLeod House_Ground Floor_G1A _ Seminar - A | WT-WT37-GN-G1A | WT37-GN-G1A-Seminar - A | Waite | WT | WT37 | McLeod House | GN | Ground Floor | G1A | 859 | Infrastructure Office | 859 | Infrastructure | 36.59 | Seminar - A | 6 | General Facility Space Group | 608 | General Facility - Kitchen/Servery/Food Storage |  | Good | 4,677.62 | NO
Waite_WT37-McLeod House_Ground Floor_G1B _ Seminar - B | WT-WT37-GN-G1B | WT37-GN-G1B-Seminar - B | Waite | WT | WT37 | McLeod House | GN | Ground Floor | G1B | 859 | Infrastructure Office | 859 | Infrastructure | 36.25 | Seminar - B | 6 | General Facility Space Group | 608 | General Facility - Kitchen/Servery/Food Storage |  | Good | 4,634.16 | NO
Waite_WT37-McLeod House_Ground Floor_G1C _ Seminar - C | WT-WT37-GN-G1C | WT37-GN-G1C-Seminar - C | Waite | WT | WT37 | McLeod House | GN | Ground Floor | G1C | 859 | Infrastructure Office | 859 | Infrastructure | 36.56 | Seminar - C | 6 | General Facility Space Group | 608 | General Facility - Kitchen/Servery/Food Storage |  | Good | 4,673.79 | NO
Waite_WT37-McLeod House_Ground Floor_G1D _ Servery | WT-WT37-GN-G1D | WT37-GN-G1D-Servery | Waite | WT | WT37 | McLeod House | GN | Ground Floor | G1D | 859 | Infrastructure Office | 859 | Infrastructure | 72.52 | Servery | 6 | General Facility Space Group | 608 | General Facility - Kitchen/Servery/Food Storage |  | Good | 9,270.87 | NO
Waite_WT37-McLeod House_Ground Floor_G2 _ Kitchen | WT-WT37-GN-G2 | WT37-GN-G2-Kitchen | Waite | WT | WT37 | McLeod House | GN | Ground Floor | G2 | 99208 | Commercial - Beltana Café | 859 | Infrastructure | 101.3 | Kitchen | 6 | General Facility Space Group | 608 | General Facility - Kitchen/Servery/Food Storage |  | Good | 12,950.07 | NO
Waite_WT37-McLeod House_Ground Floor_G2A _ Cold Room | WT-WT37-GN-G2A | WT37-GN-G2A-Cold Room | Waite | WT | WT37 | McLeod House | GN | Ground Floor | G2A | 99208 | Commercial - Beltana Café | 859 | Infrastructure | 7.38 | Cold Room | 4 | Ancillary Area Space Group | 405 | Ancillary Area - Constant Temperature/ Freezer/Cold/Warm Rooms |  | Good | 741.28 | NO
Waite_WT37-McLeod House_Ground Floor_G2B _ Freezer Room | WT-WT37-GN-G2B | WT37-GN-G2B-Freezer Room | Waite | WT | WT37 | McLeod House | GN | Ground Floor | G2B | 99208 | Commercial - Beltana Café | 859 | Infrastructure | 4.48 | Freezer Room | 4 | Ancillary Area Space Group | 405 | Ancillary Area - Constant Temperature/ Freezer/Cold/Warm Rooms |  | Good | 449.99 | NO
Waite_WT37-McLeod House_Ground Floor_G2C _ VSR | WT-WT37-GN-G2C | WT37-GN-G2C-VSR | Waite | WT | WT37 | McLeod House | GN | Ground Floor | G2C | 99939 | Unusable Spaces | 99939 | Unusable Spaces | 0.88 | VSR | 8 | Non Useable Floor Area Space Group | 840 | Non-usable - Service riser |  | Unknown | 0.00 | NO
Waite_WT37-McLeod House_Ground Floor_G3 _ Stair | WT-WT37-GN-G3 | WT37-GN-G3-Stair | Waite | WT | WT37 | McLeod House | GN | Ground Floor | G3 | 99939 | Unusable Spaces | 99939 | Unusable Spaces | 10.34 | Stair | 8 | Non Useable Floor Area Space Group | 805 | Non-usable - Circulation space |  | Unknown | 0.00 | NO
Waite_WT37-McLeod House_Ground Floor_G4 _ Lobby | WT-WT37-GN-G4 | WT37-GN-G4-Lobby | Waite | WT | WT37 | McLeod House | GN | Ground Floor | G4 | 99939 | Unusable Spaces | 99939 | Unusable Spaces | 3.55 | Lobby | 8 | Non Useable Floor Area Space Group | 805 | Non-usable - Circulation space |  | Unknown | 0.00 | NO
Waite_WT37-McLeod House_Ground Floor_G4A _ Goods Lift | WT-WT37-GN-G4A | WT37-GN-G4A-Goods Lift | Waite | WT | WT37 | McLeod House | GN | Ground Floor | G4A | 99939 | Unusable Spaces | 99939 | Unusable Spaces | 1.57 | Goods Lift | 8 | Non Useable Floor Area Space Group | 838 | Non-usable - Lift |  | Unknown | 0.00 | NO
Waite_WT37-McLeod House_Ground Floor_G5 _ WC - U - Access (LH) | WT-WT37-GN-G5 | WT37-GN-G5-WC - U - Access (LH) | Waite | WT | WT37 | McLeod House | GN | Ground Floor | G5 | 99939 | Unusable Spaces | 99939 | Unusable Spaces | 4.48 | WC - U - Access (LH) | 8 | Non Useable Floor Area Space Group | 818 | Non-usable - Toilets/Amenities - Unisex Accessible |  | Unknown | 0.00 | NO
Waite_WT37-McLeod House_Ground Floor_G6 _ A/L | WT-WT37-GN-G6 | WT37-GN-G6-A/L | Waite | WT | WT37 | McLeod House | GN | Ground Floor | G6 | 99939 | Unusable Spaces | 99939 | Unusable Spaces | 2.03 | A/L | 8 | Non Useable Floor Area Space Group | 835 | Non-usable - Toilets/Amenities - Other |  | Unknown | 0.00 | NO
Waite_WT37-McLeod House_Ground Floor_G7 _ A/L | WT-WT37-GN-G7 | WT37-GN-G7-A/L | Waite | WT | WT37 | McLeod House | GN | Ground Floor | G7 | 99939 | Unusable Spaces | 99939 | Unusable Spaces | 2.34 | A/L | 8 | Non Useable Floor Area Space Group | 835 | Non-usable - Toilets/Amenities - Other |  | Unknown | 0.00 | NO
Waite_WT37-McLeod House_Ground Floor_G8 _ WC - M | WT-WT37-GN-G8 | WT37-GN-G8-WC - M | Waite | WT | WT37 | McLeod House | GN | Ground Floor | G8 | 99939 | Unusable Spaces | 99939 | Unusable Spaces | 11 | WC - M | 8 | Non Useable Floor Area Space Group | 821 | Non-usable - Toilets/Amenities - Male |  | Unknown | 0.00 | NO
Waite_WT37-McLeod House_Ground Floor_G9 _ WC - F | WT-WT37-GN-G9 | WT37-GN-G9-WC - F | Waite | WT | WT37 | McLeod House | GN | Ground Floor | G9 | 99939 | Unusable Spaces | 99939 | Unusable Spaces | 11.64 | WC - F | 8 | Non Useable Floor Area Space Group | 820 | Non-usable - Toilets/Amenities - Female |  | Unknown | 0.00 | NO
Waite_WT37-McLeod House_Lower Ground_LG01 _ Prayer Room | WT-WT37-LG-LG01 | WT37-LG-LG01-Prayer Room | Waite | WT | WT37 | McLeod House | LG | Lower Ground | LG01 | 99949 | Religious spaces (not AUU) | 952 | Corporate Services Division Admin | 15.7 | Prayer Room | 6 | General Facility Space Group | 619 | General Facility - Religious/Prayer Facility |  | Good | 2,007.07 | NO
Waite_WT37-McLeod House_Lower Ground_LG01A _ Muslim Prayer Room | WT-WT37-LG-LG01A | WT37-LG-LG01A-Muslim Prayer Room | Waite | WT | WT37 | McLeod House | LG | Lower Ground | LG01A | 99949 | Religious spaces (not AUU) | 952 | Corporate Services Division Admin | 2.37 | Muslim Prayer Room | 6 | General Facility Space Group | 619 | General Facility - Religious/Prayer Facility |  | Good | 302.98 | NO
Waite_WT37-McLeod House_Lower Ground_LG02 _ Prayer Room | WT-WT37-LG-LG02 | WT37-LG-LG02-Prayer Room | Waite | WT | WT37 | McLeod House | LG | Lower Ground | LG02 | 99949 | Religious spaces (not AUU) | 952 | Corporate Services Division Admin | 15.7 | Prayer Room | 6 | General Facility Space Group | 619 | General Facility - Religious/Prayer Facility |  | Good | 2,007.07 | NO
Waite_WT37-McLeod House_Lower Ground_LG02A _ Muslim Prayer Room | WT-WT37-LG-LG02A | WT37-LG-LG02A-Muslim Prayer Room | Waite | WT | WT37 | McLeod House | LG | Lower Ground | LG02A | 99949 | Religious spaces (not AUU) | 952 | Corporate Services Division Admin | 2.36 | Muslim Prayer Room | 6 | General Facility Space Group | 619 | General Facility - Religious/Prayer Facility |  | Good | 301.70 | NO
Waite_WT37-McLeod House_Lower Ground_LG03 _ Hub - Kitchen | WT-WT37-LG-LG03 | WT37-LG-LG03-Hub - Kitchen | Waite | WT | WT37 | McLeod House | LG | Lower Ground | LG03 | 99950 | Hub and study spaces (ex-DVCA) | 952 | Corporate Services Division Admin | 36.64 | Hub - Kitchen | 5 | Library, IT and Learning Space Group | 517 | Informal Learning | INFORMAL-PRIM-S | Excellent | 5,508.40 | NO
Waite_WT37-McLeod House_Lower Ground_LG03A _ Circ. | WT-WT37-LG-LG03A | WT37-LG-LG03A-Circ. | Waite | WT | WT37 | McLeod House | LG | Lower Ground | LG03A | 99939 | Unusable Spaces | 99939 | Unusable Spaces | 46.08 | Circ. | 8 | Non Useable Floor Area Space Group | 805 | Non-usable - Circulation space |  | Excellent | 0.00 | NO
Waite_WT37-McLeod House_Lower Ground_LG03B _ Hub Zone 1a | WT-WT37-LG-LG03B | WT37-LG-LG03B-Hub Zone 1a | Waite | WT | WT37 | McLeod House | LG | Lower Ground | LG03B | 99950 | Hub and study spaces (ex-DVCA) | 952 | Corporate Services Division Admin | 25.46 | Hub Zone 1a | 5 | Library, IT and Learning Space Group | 517 | Informal Learning | INFORMAL-PRIM-S | Excellent | 3,827.62 | NO
Waite_WT37-McLeod House_Lower Ground_LG03C _ Hub Zone 2 | WT-WT37-LG-LG03C | WT37-LG-LG03C-Hub Zone 2 | Waite | WT | WT37 | McLeod House | LG | Lower Ground | LG03C | 99950 | Hub and study spaces (ex-DVCA) | 952 | Corporate Services Division Admin | 35.42 | Hub Zone 2 | 5 | Library, IT and Learning Space Group | 517 | Informal Learning | INFORMAL-PRIM-S | Excellent | 5,324.99 | NO
Waite_WT37-McLeod House_Lower Ground_LG03D _ Circ. | WT-WT37-LG-LG03D | WT37-LG-LG03D-Circ. | Waite | WT | WT37 | McLeod House | LG | Lower Ground | LG03D | 99939 | Unusable Spaces | 99939 | Unusable Spaces | 11.78 | Circ. | 8 | Non Useable Floor Area Space Group | 805 | Non-usable - Circulation space |  | Excellent | 0.00 | NO
Waite_WT37-McLeod House_Lower Ground_LG03E _ Hub Zone 1b | WT-WT37-LG-LG03E | WT37-LG-LG03E-Hub Zone 1b | Waite | WT | WT37 | McLeod House | LG | Lower Ground | LG03E | 99950 | Hub and study spaces (ex-DVCA) | 952 | Corporate Services Division Admin | 27.24 | Hub Zone 1b | 5 | Library, IT and Learning Space Group | 517 | Informal Learning | INFORMAL-PRIM-S | Excellent | 4,095.22 | NO
Waite_WT37-McLeod House_Lower Ground_LG03F _ Hub Zone 1c | WT-WT37-LG-LG03F | WT37-LG-LG03F-Hub Zone 1c | Waite | WT | WT37 | McLeod House | LG | Lower Ground | LG03F | 99950 | Hub and study spaces (ex-DVCA) | 952 | Corporate Services Division Admin | 14.1 | Hub Zone 1c | 5 | Library, IT and Learning Space Group | 517 | Informal Learning | INFORMAL-PRIM-S | Excellent | 2,119.77 | NO
Waite_WT37-McLeod House_Lower Ground_LG04 _ Tea Station / kitchenette | WT-WT37-LG-LG04 | WT37-LG-LG04-Tea Station / kitchenette | Waite | WT | WT37 | McLeod House | LG | Lower Ground | LG04 | 99994 | Uni of Adelaide Student Union Association | 859 | Infrastructure | 7.4 | Tea Station / kitchenette | 6 | General Facility Space Group | 608 | General Facility - Kitchen/Servery/Food Storage |  | Excellent | 1,112.50 | NO
Waite_WT37-McLeod House_Lower Ground_LG04A _ VSR | WT-WT37-LG-LG04A | WT37-LG-LG04A-VSR | Waite | WT | WT37 | McLeod House | LG | Lower Ground | LG04A | 99939 | Unusable Spaces | 99939 | Unusable Spaces | 0.94 | VSR | 8 | Non Useable Floor Area Space Group | 840 | Non-usable - Service riser |  | Unknown | 0.00 | NO
Waite_WT37-McLeod House_Lower Ground_LG05 _ AUU Retail Space | WT-WT37-LG-LG05 | WT37-LG-LG05-AUU Retail Space | Waite | WT | WT37 | McLeod House | LG | Lower Ground | LG05 | 99994 | Uni of Adelaide Student Union Association | 859 | Infrastructure | 50.14 | AUU Retail Space | 6 | General Facility Space Group | 611 | General Facility - Commercial/Business/Retail Facilities |  | Excellent | 7,537.97 | NO
Waite_WT37-McLeod House_Lower Ground_LG06 _ Plantroom | WT-WT37-LG-LG06 | WT37-LG-LG06-Plantroom | Waite | WT | WT37 | McLeod House | LG | Lower Ground | LG06 | 859 | Infrastructure Office | 859 | Infrastructure | 11.77 | Plantroom | 8 | Non Useable Floor Area Space Group | 811 | Non-usable - Plant room other |  | Good | 0.00 | NO
Waite_WT37-McLeod House_Lower Ground_LG06A _ Vending Machine | WT-WT37-LG-LG06A | WT37-LG-LG06A-Vending Machine | Waite | WT | WT37 | McLeod House | LG | Lower Ground | LG06A | 99994 | Uni of Adelaide Student Union Association | 859 | Infrastructure | 3.51 | Vending Machine | 6 | General Facility Space Group | 611 | General Facility - Commercial/Business/Retail Facilities |  | Excellent | 527.69 | NO
Waite_WT37-McLeod House_Lower Ground_LG07 _ Plantroom | WT-WT37-LG-LG07 | WT37-LG-LG07-Plantroom | Waite | WT | WT37 | McLeod House | LG | Lower Ground | LG07 | 99939 | Unusable Spaces | 99939 | Unusable Spaces | 9.9 | Plantroom | 8 | Non Useable Floor Area Space Group | 811 | Non-usable - Plant room other |  | Unknown | 0.00 | NO
Waite_WT37-McLeod House_Lower Ground_LG09 _ VSR | WT-WT37-LG-LG09 | WT37-LG-LG09-VSR | Waite | WT | WT37 | McLeod House | LG | Lower Ground | LG09 | 99939 | Unusable Spaces | 99939 | Unusable Spaces | 1.32 | VSR | 8 | Non Useable Floor Area Space Group | 840 | Non-usable - Service riser |  | Good | 0.00 | NO
Waite_WT37-McLeod House_Lower Ground_LG10 _ Store | WT-WT37-LG-LG10 | WT37-LG-LG10-Store | Waite | WT | WT37 | McLeod House | LG | Lower Ground | LG10 | 99950 | Hub and study spaces (ex-DVCA) | 952 | Corporate Services Division Admin | 11.53 | Store | 4 | Ancillary Area Space Group | 419 | Ancillary Area - Store Room - Generic |  | Good | 1,158.13 | NO
Waite_WT37-McLeod House_Lower Ground_LG10A _ Plantroom | WT-WT37-LG-LG10A | WT37-LG-LG10A-Plantroom | Waite | WT | WT37 | McLeod House | LG | Lower Ground | LG10A | 99939 | Unusable Spaces | 99939 | Unusable Spaces | 9.34 | Plantroom | 8 | Non Useable Floor Area Space Group | 811 | Non-usable - Plant room other |  | Good | 0.00 | NO
Waite_WT37-McLeod House_Lower Ground_LG11 _ Goods Lift | WT-WT37-LG-LG11 | WT37-LG-LG11-Goods Lift | Waite | WT | WT37 | McLeod House | LG | Lower Ground | LG11 | 99939 | Unusable Spaces | 99939 | Unusable Spaces | 1.57 | Goods Lift | 8 | Non Useable Floor Area Space Group | 838 | Non-usable - Lift |  | Unknown | 0.00 | NO
Waite_WT37-McLeod House_Lower Ground_LG11A _ VSR | WT-WT37-LG-LG11A | WT37-LG-LG11A-VSR | Waite | WT | WT37 | McLeod House | LG | Lower Ground | LG11A | 99939 | Unusable Spaces | 99939 | Unusable Spaces | 0.67 | VSR | 8 | Non Useable Floor Area Space Group | 840 | Non-usable - Service riser |  | Unknown | 0.00 | NO
Waite_WT37-McLeod House_Lower Ground_LG13 _ Hub Zone 3 | WT-WT37-LG-LG13 | WT37-LG-LG13-Hub Zone 3 | Waite | WT | WT37 | McLeod House | LG | Lower Ground | LG13 | 99950 | Hub and study spaces (ex-DVCA) | 952 | Corporate Services Division Admin | 134.6 | Hub Zone 3 | 5 | Library, IT and Learning Space Group | 517 | Informal Learning | INFORMAL-PRIM-S | Excellent | 20,235.56 | NO
Waite_WT37-McLeod House_Lower Ground_LG13A _ Shared - Store | WT-WT37-LG-LG13A | WT37-LG-LG13A-Shared - Store | Waite | WT | WT37 | McLeod House | LG | Lower Ground | LG13A | 99950 | Hub and study spaces (ex-DVCA) | 952 | Corporate Services Division Admin | 1.81 | Shared - Store | 4 | Ancillary Area Space Group | 419 | Ancillary Area - Store Room - Generic |  | Good | 181.81 | NO
Waite_WT37-McLeod House_Lower Ground_LG13B _ Utility / Help Desk | WT-WT37-LG-LG13B | WT37-LG-LG13B-Utility / Help Desk | Waite | WT | WT37 | McLeod House | LG | Lower Ground | LG13B | 99950 | Hub and study spaces (ex-DVCA) | 952 | Corporate Services Division Admin | 13.47 | Utility / Help Desk | 6 | General Facility Space Group | 603 | General Facility - Resource room |  | Excellent | 2,025.06 | NO
Waite_WT37-McLeod House_Lower Ground_LG13C _ Utility | WT-WT37-LG-LG13C | WT37-LG-LG13C-Utility | Waite | WT | WT37 | McLeod House | LG | Lower Ground | LG13C | 99950 | Hub and study spaces (ex-DVCA) | 952 | Corporate Services Division Admin | 6 | Utility | 6 | General Facility Space Group | 603 | General Facility - Resource room |  | Excellent | 902.03 | NO
Waite_WT37-McLeod House_Lower Ground_LG18 _ Entry (UCA) | WT-WT37-LG-LG18 | WT37-LG-LG18-Entry (UCA) | Waite | WT | WT37 | McLeod House | LG | Lower Ground | LG18 | 99939 | Unusable Spaces | 99939 | Unusable Spaces | 9.18 | Entry (UCA) | 8 | Non Useable Floor Area Space Group | 839 | Non-usable - Verandah/Balcony |  | Unknown | 0.00 | NO
Waite_WT37-McLeod House_Lower Ground_LG18A _ Entry (UCA) | WT-WT37-LG-LG18A | WT37-LG-LG18A-Entry (UCA) | Waite | WT | WT37 | McLeod House | LG | Lower Ground | LG18A | 99939 | Unusable Spaces | 99939 | Unusable Spaces | 32.4 | Entry (UCA) | 8 | Non Useable Floor Area Space Group | 839 | Non-usable - Verandah/Balcony |  | Unknown | 0.00 | NO
Waite_WT37-McLeod House_Lower Ground_LG19 _ Lobby | WT-WT37-LG-LG19 | WT37-LG-LG19-Lobby | Waite | WT | WT37 | McLeod House | LG | Lower Ground | LG19 | 99994 | Uni of Adelaide Student Union Association | 859 | Infrastructure | 5.06 | Lobby | 8 | Non Useable Floor Area Space Group | 805 | Non-usable - Circulation space |  | Excellent | 0.00 | NO
Waite_WT37-McLeod House_Lower Ground_LG20 _ Lockers | WT-WT37-LG-LG20 | WT37-LG-LG20-Lockers | Waite | WT | WT37 | McLeod House | LG | Lower Ground | LG20 | 99994 | Uni of Adelaide Student Union Association | 859 | Infrastructure | 3.37 | Lockers | 4 | Ancillary Area Space Group | 416 | Ancillary Area - Locker Storage/Room |  | Excellent | 398.07 | NO
Waite_WT37-McLeod House_Lower Ground_LG22 _ Gymnasium | WT-WT37-LG-LG22 | WT37-LG-LG22-Gymnasium | Waite | WT | WT37 | McLeod House | LG | Lower Ground | LG22 | 99994 | Uni of Adelaide Student Union Association | 859 | Infrastructure | 94.27 | Gymnasium | 6 | General Facility Space Group | 610 | General Facility - Indoor Sporting Facilities including Swimming Pool |  | Excellent | 14,172.41 | NO
Waite_WT37-McLeod House_Lower Ground_LG23 _ Corr. | WT-WT37-LG-LG23 | WT37-LG-LG23-Corr. | Waite | WT | WT37 | McLeod House | LG | Lower Ground | LG23 | 99939 | Unusable Spaces | 99939 | Unusable Spaces | 18.41 | Corr. | 8 | Non Useable Floor Area Space Group | 805 | Non-usable - Circulation space |  | Unknown | 0.00 | NO
Waite_WT37-McLeod House_Lower Ground_LG24 _ Stair | WT-WT37-LG-LG24 | WT37-LG-LG24-Stair | Waite | WT | WT37 | McLeod House | LG | Lower Ground | LG24 | 99939 | Unusable Spaces | 99939 | Unusable Spaces | 10.96 | Stair | 8 | Non Useable Floor Area Space Group | 805 | Non-usable - Circulation space |  | Unknown | 0.00 | NO
Waite_WT37-McLeod House_Lower Ground_LG25 _ Corr. | WT-WT37-LG-LG25 | WT37-LG-LG25-Corr. | Waite | WT | WT37 | McLeod House | LG | Lower Ground | LG25 | 99939 | Unusable Spaces | 99939 | Unusable Spaces | 5.23 | Corr. | 8 | Non Useable Floor Area Space Group | 805 | Non-usable - Circulation space |  | Unknown | 0.00 | NO
Waite_WT37-McLeod House_Lower Ground_LG25A _ Entry | WT-WT37-LG-LG25A | WT37-LG-LG25A-Entry | Waite | WT | WT37 | McLeod House | LG | Lower Ground | LG25A | 99939 | Unusable Spaces | 99939 | Unusable Spaces | 0.92 | Entry | 8 | Non Useable Floor Area Space Group | 805 | Non-usable - Circulation space |  | Unknown | 0.00 | NO
Waite_WT37-McLeod House_Lower Ground_LG26 _ A/L | WT-WT37-LG-LG26 | WT37-LG-LG26-A/L | Waite | WT | WT37 | McLeod House | LG | Lower Ground | LG26 | 99939 | Unusable Spaces | 99939 | Unusable Spaces | 2.13 | A/L | 8 | Non Useable Floor Area Space Group | 835 | Non-usable - Toilets/Amenities - Other |  | Unknown | 0.00 | NO
Waite_WT37-McLeod House_Lower Ground_LG27 _ WC - F | WT-WT37-LG-LG27 | WT37-LG-LG27-WC - F | Waite | WT | WT37 | McLeod House | LG | Lower Ground | LG27 | 99939 | Unusable Spaces | 99939 | Unusable Spaces | 28.56 | WC - F | 8 | Non Useable Floor Area Space Group | 820 | Non-usable - Toilets/Amenities - Female |  | Unknown | 0.00 | NO
Waite_WT37-McLeod House_Lower Ground_LG28 _ WC - U - Access (RH + S) | WT-WT37-LG-LG28 | WT37-LG-LG28-WC - U - Access (RH + S) | Waite | WT | WT37 | McLeod House | LG | Lower Ground | LG28 | 99939 | Unusable Spaces | 99939 | Unusable Spaces | 4.64 | WC - U - Access (RH + S) | 8 | Non Useable Floor Area Space Group | 818 | Non-usable - Toilets/Amenities - Unisex Accessible |  | Unknown | 0.00 | NO
Waite_WT37-McLeod House_Lower Ground_LG29 _ Tea Station / kitchenette | WT-WT37-LG-LG29 | WT37-LG-LG29-Tea Station / kitchenette | Waite | WT | WT37 | McLeod House | LG | Lower Ground | LG29 | 99994 | Uni of Adelaide Student Union Association | 859 | Infrastructure | 3.87 | Tea Station / kitchenette | 6 | General Facility Space Group | 608 | General Facility - Kitchen/Servery/Food Storage |  | Excellent | 581.81 | NO
Waite_WT37-McLeod House_Lower Ground_LG30 _ A/L | WT-WT37-LG-LG30 | WT37-LG-LG30-A/L | Waite | WT | WT37 | McLeod House | LG | Lower Ground | LG30 | 99939 | Unusable Spaces | 99939 | Unusable Spaces | 2.03 | A/L | 8 | Non Useable Floor Area Space Group | 835 | Non-usable - Toilets/Amenities - Other |  | Unknown | 0.00 | NO
Waite_WT37-McLeod House_Lower Ground_LG31 _ WC - M | WT-WT37-LG-LG31 | WT37-LG-LG31-WC - M | Waite | WT | WT37 | McLeod House | LG | Lower Ground | LG31 | 99939 | Unusable Spaces | 99939 | Unusable Spaces | 28.71 | WC - M | 8 | Non Useable Floor Area Space Group | 821 | Non-usable - Toilets/Amenities - Male |  | Unknown | 0.00 | NO
Waite_WT37-McLeod House_Mezzanine_M1 _ Plantroom | WT-WT37-MZ-M1 | WT37-MZ-M1-Plantroom | Waite | WT | WT37 | McLeod House | MZ | Mezzanine | M1 | 99939 | Unusable Spaces | 99939 | Unusable Spaces | 63.94 | Plantroom | 8 | Non Useable Floor Area Space Group | 811 | Non-usable - Plant room other |  | Unknown | 0.00 | NO
Waite_WT37-McLeod House_Mezzanine_M2 _ Stair | WT-WT37-MZ-M2 | WT37-MZ-M2-Stair | Waite | WT | WT37 | McLeod House | MZ | Mezzanine | M2 | 99939 | Unusable Spaces | 99939 | Unusable Spaces | 7.02 | Stair | 8 | Non Useable Floor Area Space Group | 805 | Non-usable - Circulation space |  | Unknown | 0.00 | NO
Waite_WT38-Milling Laboratory_Ground Floor_G00 _ Pasture Barn | WT-WT38-01-G00 | WT38-01-G00-Pasture Barn | Waite | WT | WT38 | Milling Laboratory | 01 | Ground Floor | G00 | 99107 | State - SARDI / PIRSA | 859 | Infrastructure | 44.32 | Pasture Barn | 6 | General Facility Space Group | 600 | General Facility - Specific type not defined |  | Adequate | 4,532.65 | NO
Waite_WT38-Milling Laboratory_Ground Floor_G01 _ Corr. | WT-WT38-01-G01 | WT38-01-G01-Corr. | Waite | WT | WT38 | Milling Laboratory | 01 | Ground Floor | G01 | 99939 | Unusable Spaces | 99939 | Unusable Spaces | 15.65 | Corr. | 8 | Non Useable Floor Area Space Group | 805 | Non-usable - Circulation space |  | Unknown | 0.00 | NO
Waite_WT38-Milling Laboratory_Ground Floor_G02 _ NIR Milling | WT-WT38-01-G02 | WT38-01-G02-NIR Milling | Waite | WT | WT38 | Milling Laboratory | 01 | Ground Floor | G02 | 99107 | State - SARDI / PIRSA | 859 | Infrastructure | 23.45 | NIR Milling | 6 | General Facility Space Group | 600 | General Facility - Specific type not defined |  | Adequate | 2,398.26 | NO
Waite_WT38-Milling Laboratory_Ground Floor_G03 _ NIR Room | WT-WT38-01-G03 | WT38-01-G03-NIR Room | Waite | WT | WT38 | Milling Laboratory | 01 | Ground Floor | G03 | 99107 | State - SARDI / PIRSA | 859 | Infrastructure | 4.62 | NIR Room | 6 | General Facility Space Group | 600 | General Facility - Specific type not defined |  | Adequate | 472.49 | NO
Waite_WT38-Milling Laboratory_Ground Floor_G04 _ Quad Milling | WT-WT38-01-G04 | WT38-01-G04-Quad Milling | Waite | WT | WT38 | Milling Laboratory | 01 | Ground Floor | G04 | 99107 | State - SARDI / PIRSA | 859 | Infrastructure | 16.6 | Quad Milling | 6 | General Facility Space Group | 600 | General Facility - Specific type not defined |  | Adequate | 1,697.70 | NO
Waite_WT38-Milling Laboratory_Ground Floor_G05 _ Buhler Milling | WT-WT38-01-G05 | WT38-01-G05-Buhler Milling | Waite | WT | WT38 | Milling Laboratory | 01 | Ground Floor | G05 | 99107 | State - SARDI / PIRSA | 859 | Infrastructure | 44.16 | Buhler Milling | 3 | Specialist Teaching or Research Space Group | 300 | Laboratory - Specialist teaching and research - type not defined |  | Adequate | 5,363.10 | NO
Waite_WT38-Milling Laboratory_Ground Floor_G06 _ Cold Room | WT-WT38-01-G06 | WT38-01-G06-Cold Room | Waite | WT | WT38 | Milling Laboratory | 01 | Ground Floor | G06 | 99107 | State - SARDI / PIRSA | 859 | Infrastructure | 40.52 | Cold Room | 4 | Ancillary Area Space Group | 405 | Ancillary Area - Constant Temperature/ Freezer/Cold/Warm Rooms |  | Adequate | 3,256.02 | NO
Waite_WT38-Milling Laboratory_Ground Floor_G07 _ Cold Store | WT-WT38-01-G07 | WT38-01-G07-Cold Store | Waite | WT | WT38 | Milling Laboratory | 01 | Ground Floor | G07 | 99107 | State - SARDI / PIRSA | 859 | Infrastructure | 18.19 | Cold Store | 4 | Ancillary Area Space Group | 405 | Ancillary Area - Constant Temperature/ Freezer/Cold/Warm Rooms |  | Adequate | 1,461.67 | NO
Waite_WT39-Netherby Kindergarten_Ground Floor_G01 _ Foyer | WT-WT39-GN-G01 | WT39-GN-G01-Foyer | Waite | WT | WT39 | Netherby Kindergarten | GN | Ground Floor | G01 | 99200 | Commercial - Adelaide Campus Childrens Centre | 859 | Infrastructure | 5.47 | Foyer | 8 | Non Useable Floor Area Space Group | 805 | Non-usable - Circulation space |  | Unknown | 0.00 | NO
Waite_WT39-Netherby Kindergarten_Ground Floor_G02 _ Play Room | WT-WT39-GN-G02 | WT39-GN-G02-Play Room | Waite | WT | WT39 | Netherby Kindergarten | GN | Ground Floor | G02 | 99200 | Commercial - Adelaide Campus Childrens Centre | 859 | Infrastructure | 130.66 | Play Room | 6 | General Facility Space Group | 617 | General Facility - Child Care Facility |  | Unknown | 0.00 | NO
Waite_WT39-Netherby Kindergarten_Ground Floor_G03 _ Office - Admin | WT-WT39-GN-G03 | WT39-GN-G03-Office - Admin | Waite | WT | WT39 | Netherby Kindergarten | GN | Ground Floor | G03 | 99200 | Commercial - Adelaide Campus Childrens Centre | 859 | Infrastructure | 20.35 | Office - Admin | 1 | Office Space Group | 108 | Office - Professional/General Staff |  | Unknown | 0.00 | NO
Waite_WT39-Netherby Kindergarten_Ground Floor_G04 _ A/L | WT-WT39-GN-G04 | WT39-GN-G04-A/L | Waite | WT | WT39 | Netherby Kindergarten | GN | Ground Floor | G04 | 99939 | Unusable Spaces | 99939 | Unusable Spaces | 6.74 | A/L | 8 | Non Useable Floor Area Space Group | 835 | Non-usable - Toilets/Amenities - Other |  | Unknown | 0.00 | NO
Waite_WT39-Netherby Kindergarten_Ground Floor_G05 _ WC - Staff | WT-WT39-GN-G05 | WT39-GN-G05-WC - Staff | Waite | WT | WT39 | Netherby Kindergarten | GN | Ground Floor | G05 | 99939 | Unusable Spaces | 99939 | Unusable Spaces | 6.57 | WC - Staff | 8 | Non Useable Floor Area Space Group | 835 | Non-usable - Toilets/Amenities - Other |  | Unknown | 0.00 | NO
Waite_WT39-Netherby Kindergarten_Ground Floor_G06 _ Kitchen / Food Prep | WT-WT39-GN-G06 | WT39-GN-G06-Kitchen / Food Prep | Waite | WT | WT39 | Netherby Kindergarten | GN | Ground Floor | G06 | 99200 | Commercial - Adelaide Campus Childrens Centre | 859 | Infrastructure | 11.41 | Kitchen / Food Prep | 6 | General Facility Space Group | 608 | General Facility - Kitchen/Servery/Food Storage |  | Unknown | 0.00 | NO
Waite_WT39-Netherby Kindergarten_Ground Floor_G07 _ Store | WT-WT39-GN-G07 | WT39-GN-G07-Store | Waite | WT | WT39 | Netherby Kindergarten | GN | Ground Floor | G07 | 99200 | Commercial - Adelaide Campus Childrens Centre | 859 | Infrastructure | 15.96 | Store | 4 | Ancillary Area Space Group | 419 | Ancillary Area - Store Room - Generic |  | Unknown | 0.00 | NO
Waite_WT39-Netherby Kindergarten_Ground Floor_G08 _ Play Room 2 | WT-WT39-GN-G08 | WT39-GN-G08-Play Room 2 | Waite | WT | WT39 | Netherby Kindergarten | GN | Ground Floor | G08 | 99200 | Commercial - Adelaide Campus Childrens Centre | 859 | Infrastructure | 20.41 | Play Room 2 | 6 | General Facility Space Group | 617 | General Facility - Child Care Facility |  | Unknown | 0.00 | NO
Waite_WT39-Netherby Kindergarten_Ground Floor_G09 _ Bathroom / Toilets | WT-WT39-GN-G09 | WT39-GN-G09-Bathroom / Toilets | Waite | WT | WT39 | Netherby Kindergarten | GN | Ground Floor | G09 | 99200 | Commercial - Adelaide Campus Childrens Centre | 859 | Infrastructure | 21.91 | Bathroom / Toilets | 8 | Non Useable Floor Area Space Group | 835 | Non-usable - Toilets/Amenities - Other |  | Unknown | 0.00 | NO
Waite_WT39-Netherby Kindergarten_Ground Floor_G10 _ Store / HWS | WT-WT39-GN-G10 | WT39-GN-G10-Store / HWS | Waite | WT | WT39 | Netherby Kindergarten | GN | Ground Floor | G10 | 99200 | Commercial - Adelaide Campus Childrens Centre | 859 | Infrastructure | 2.08 | Store / HWS | 4 | Ancillary Area Space Group | 419 | Ancillary Area - Store Room - Generic |  | Unknown | 0.00 | NO
Waite_WT39-Netherby Kindergarten_Ground Floor_G11 _ Store | WT-WT39-GN-G11 | WT39-GN-G11-Store | Waite | WT | WT39 | Netherby Kindergarten | GN | Ground Floor | G11 | 99200 | Commercial - Adelaide Campus Childrens Centre | 859 | Infrastructure | 0.79 | Store | 4 | Ancillary Area Space Group | 419 | Ancillary Area - Store Room - Generic |  | Unknown | 0.00 | NO
Waite_WT40-Plant Accelerator_Level One_100 _ Foyer | WT-WT40-01-100 | WT40-01-100-Foyer | Waite | WT | WT40 | Plant Accelerator | 01 | Level One | 100 | 99939 | Unusable Spaces | 99939 | Unusable Spaces | 110.28 | Foyer | 8 | Non Useable Floor Area Space Group | 805 | Non-usable - Circulation space |  | Unknown | 0.00 | NO
Waite_WT40-Plant Accelerator_Level One_100A _ Stair | WT-WT40-01-100A | WT40-01-100A-Stair | Waite | WT | WT40 | Plant Accelerator | 01 | Level One | 100A | 99939 | Unusable Spaces | 99939 | Unusable Spaces | 7.43 | Stair | 8 | Non Useable Floor Area Space Group | 805 | Non-usable - Circulation space |  | Unknown | 0.00 | NO
Waite_WT40-Plant Accelerator_Level One_100B _ VSR - FIP | WT-WT40-01-100B | WT40-01-100B-VSR - FIP | Waite | WT | WT40 | Plant Accelerator | 01 | Level One | 100B | 99939 | Unusable Spaces | 99939 | Unusable Spaces | 0.77 | VSR - FIP | 8 | Non Useable Floor Area Space Group | 840 | Non-usable - Service riser |  | Unknown | 0.00 | NO
Waite_WT40-Plant Accelerator_Level One_102A _ WC - M | WT-WT40-01-102A | WT40-01-102A-WC - M | Waite | WT | WT40 | Plant Accelerator | 01 | Level One | 102A | 99939 | Unusable Spaces | 99939 | Unusable Spaces | 3.72 | WC - M | 8 | Non Useable Floor Area Space Group | 821 | Non-usable - Toilets/Amenities - Male |  | Unknown | 0.00 | NO
Waite_WT40-Plant Accelerator_Level One_102B _ WC - F | WT-WT40-01-102B | WT40-01-102B-WC - F | Waite | WT | WT40 | Plant Accelerator | 01 | Level One | 102B | 99939 | Unusable Spaces | 99939 | Unusable Spaces | 4.09 | WC - F | 8 | Non Useable Floor Area Space Group | 820 | Non-usable - Toilets/Amenities - Female |  | Unknown | 0.00 | NO
Waite_WT40-Plant Accelerator_Level One_103 _ Ante Room [PC2-Cert] | WT-WT40-01-103 | WT40-01-103-Ante Room [PC2-Cert] | Waite | WT | WT40 | Plant Accelerator | 01 | Level One | 103 | 141 | School of Agriculture, Food and Wine | 141 | School of Agriculture, Food and Wine | 14.15 | Ante Room [PC2-Cert] | 4 | Ancillary Area Space Group | 401 | Ancillary Area - Laboratory Service and Preparation | RATED - PC2 | Excellent | 1,671.44 | NO
Waite_WT40-Plant Accelerator_Level One_103A _ Lift [PC2-Cert] | WT-WT40-01-103A | WT40-01-103A-Lift [PC2-Cert] | Waite | WT | WT40 | Plant Accelerator | 01 | Level One | 103A | 99939 | Unusable Spaces | 99939 | Unusable Spaces | 3.8 | Lift [PC2-Cert] | 8 | Non Useable Floor Area Space Group | 838 | Non-usable - Lift | RATED - PC2 | Unknown | 0.00 | NO
Waite_WT40-Plant Accelerator_Level One_104 _ Future Ante Room | WT-WT40-01-104 | WT40-01-104-Future Ante Room | Waite | WT | WT40 | Plant Accelerator | 01 | Level One | 104 | 141 | School of Agriculture, Food and Wine | 141 | School of Agriculture, Food and Wine | 8.16 | Future Ante Room | 4 | Ancillary Area Space Group | 401 | Ancillary Area - Laboratory Service and Preparation |  | Excellent | 963.88 | NO
Waite_WT40-Plant Accelerator_Level One_105 _ Plant Growth Rooms [PC2-Cert] | WT-WT40-01-105 | WT40-01-105-Plant Growth Rooms [PC2-Cert] | Waite | WT | WT40 | Plant Accelerator | 01 | Level One | 105 | 141 | School of Agriculture, Food and Wine | 141 | School of Agriculture, Food and Wine | 140.65 | Plant Growth Rooms [PC2-Cert] | 4 | Ancillary Area Space Group | 421 | Ancillary Area - Glasshouse/greenhouse - controlled | RATED - PC2 | Excellent | 16,614.01 | NO
Waite_WT40-Plant Accelerator_Level One_105A _ Ante Room [PC2-Cert] | WT-WT40-01-105A | WT40-01-105A-Ante Room [PC2-Cert] | Waite | WT | WT40 | Plant Accelerator | 01 | Level One | 105A | 141 | School of Agriculture, Food and Wine | 141 | School of Agriculture, Food and Wine | 11.34 | Ante Room [PC2-Cert] | 4 | Ancillary Area Space Group | 401 | Ancillary Area - Laboratory Service and Preparation | RATED - PC2 | Excellent |  | NO
Waite_WT40-Plant Accelerator_Level One_106 _ PC2 Laboratory | WT-WT40-01-106 | WT40-01-106-PC2 Laboratory | Waite | WT | WT40 | Plant Accelerator | 01 | Level One | 106 | 141 | School of Agriculture, Food and Wine | 141 | School of Agriculture, Food and Wine | 46.25 | PC2 Laboratory | 3 | Specialist Teaching or Research Space Group | 312 | Laboratory - Research Only | RATED - PC2 | Excellent | 8,256.87 | NO
Waite_WT40-Plant Accelerator_Level One_107 _ PC2 Specialist Equipment | WT-WT40-01-107 | WT40-01-107-PC2 Specialist Equipment | Waite | WT | WT40 | Plant Accelerator | 01 | Level One | 107 | 141 | School of Agriculture, Food and Wine | 141 | School of Agriculture, Food and Wine | 17.93 | PC2 Specialist Equipment | 3 | Specialist Teaching or Research Space Group | 312 | Laboratory - Research Only | RATED - PC2 | Excellent | 3,200.99 | NO
Waite_WT40-Plant Accelerator_Level One_108 _ Dark Room [PC2-Cert] | WT-WT40-01-108 | WT40-01-108-Dark Room [PC2-Cert] | Waite | WT | WT40 | Plant Accelerator | 01 | Level One | 108 | 141 | School of Agriculture, Food and Wine | 141 | School of Agriculture, Food and Wine | 11.13 | Dark Room [PC2-Cert] | 4 | Ancillary Area Space Group | 411 | Ancillary Area - Darkroom | RATED - PC2 | Excellent | 1,314.71 | NO
Waite_WT40-Plant Accelerator_Level One_109 _ Potting Room [PC2-Cert] | WT-WT40-01-109 | WT40-01-109-Potting Room [PC2-Cert] | Waite | WT | WT40 | Plant Accelerator | 01 | Level One | 109 | 141 | School of Agriculture, Food and Wine | 141 | School of Agriculture, Food and Wine | 30.73 | Potting Room [PC2-Cert] | 4 | Ancillary Area Space Group | 401 | Ancillary Area - Laboratory Service and Preparation | RATED - PC2 | Excellent | 3,629.92 | NO
Waite_WT40-Plant Accelerator_Level One_111 _ Waste [PC2-Cert] | WT-WT40-01-111 | WT40-01-111-Waste [PC2-Cert] | Waite | WT | WT40 | Plant Accelerator | 01 | Level One | 111 | 141 | School of Agriculture, Food and Wine | 141 | School of Agriculture, Food and Wine | 9.27 | Waste [PC2-Cert] | 4 | Ancillary Area Space Group | 418 | Ancillary Area - Dangerous goods storage | RATED - PC2 | Excellent | 1,095.00 | NO
Waite_WT40-Plant Accelerator_Level One_112 _ Threshing [PC2-Cert] | WT-WT40-01-112 | WT40-01-112-Threshing [PC2-Cert] | Waite | WT | WT40 | Plant Accelerator | 01 | Level One | 112 | 141 | School of Agriculture, Food and Wine | 141 | School of Agriculture, Food and Wine | 21.79 | Threshing [PC2-Cert] | 3 | Specialist Teaching or Research Space Group | 300 | Laboratory - Specialist teaching and research - type not defined | RATED - PC2 | Excellent | 3,890.10 | NO
Waite_WT40-Plant Accelerator_Level One_113 _ Seed store [PC2-Cert] | WT-WT40-01-113 | WT40-01-113-Seed store [PC2-Cert] | Waite | WT | WT40 | Plant Accelerator | 01 | Level One | 113 | 141 | School of Agriculture, Food and Wine | 141 | School of Agriculture, Food and Wine | 16.2 | Seed store [PC2-Cert] | 4 | Ancillary Area Space Group | 419 | Ancillary Area - Store Room - Generic | RATED - PC2 | Excellent | 1,913.59 | NO
Waite_WT40-Plant Accelerator_Level One_114 _ Ante Room [PC2-Cert] | WT-WT40-01-114 | WT40-01-114-Ante Room [PC2-Cert] | Waite | WT | WT40 | Plant Accelerator | 01 | Level One | 114 | 141 | School of Agriculture, Food and Wine | 141 | School of Agriculture, Food and Wine | 8.15 | Ante Room [PC2-Cert] | 4 | Ancillary Area Space Group | 401 | Ancillary Area - Laboratory Service and Preparation | RATED - PC2 | Excellent | 962.70 | NO
Waite_WT40-Plant Accelerator_Level One_114A _ Corr. | WT-WT40-01-114A | WT40-01-114A-Corr. | Waite | WT | WT40 | Plant Accelerator | 01 | Level One | 114A | 99939 | Unusable Spaces | 99939 | Unusable Spaces | 45.61 | Corr. | 8 | Non Useable Floor Area Space Group | 805 | Non-usable - Circulation space |  | Unknown | 0.00 | NO
Waite_WT40-Plant Accelerator_Level One_115 _ Pot Wash | WT-WT40-01-115 | WT40-01-115-Pot Wash | Waite | WT | WT40 | Plant Accelerator | 01 | Level One | 115 | 141 | School of Agriculture, Food and Wine | 141 | School of Agriculture, Food and Wine | 22.22 | Pot Wash | 4 | Ancillary Area Space Group | 401 | Ancillary Area - Laboratory Service and Preparation |  | Excellent | 2,624.70 | NO
Waite_WT40-Plant Accelerator_Level One_116 _ Threshing | WT-WT40-01-116 | WT40-01-116-Threshing | Waite | WT | WT40 | Plant Accelerator | 01 | Level One | 116 | 141 | School of Agriculture, Food and Wine | 141 | School of Agriculture, Food and Wine | 22.45 | Threshing | 3 | Specialist Teaching or Research Space Group | 300 | Laboratory - Specialist teaching and research - type not defined |  | Excellent | 4,007.93 | NO
Waite_WT40-Plant Accelerator_Level One_117 _ Seed Store [PC2-Cert] | WT-WT40-01-117 | WT40-01-117-Seed Store [PC2-Cert] | Waite | WT | WT40 | Plant Accelerator | 01 | Level One | 117 | 141 | School of Agriculture, Food and Wine | 141 | School of Agriculture, Food and Wine | 15.96 | Seed Store [PC2-Cert] | 4 | Ancillary Area Space Group | 419 | Ancillary Area - Store Room - Generic | RATED - PC2 | Excellent | 1,885.24 | NO
Waite_WT40-Plant Accelerator_Level One_118 _ Loading Dock | WT-WT40-01-118 | WT40-01-118-Loading Dock | Waite | WT | WT40 | Plant Accelerator | 01 | Level One | 118 | 99939 | Unusable Spaces | 99939 | Unusable Spaces | 20.87 | Loading Dock | 8 | Non Useable Floor Area Space Group | 807 | Non-usable - Garage/Loading bay |  | Excellent | 0.00 | NO
Waite_WT40-Plant Accelerator_Level One_119 _ Utility | WT-WT40-01-119 | WT40-01-119-Utility | Waite | WT | WT40 | Plant Accelerator | 01 | Level One | 119 | 141 | School of Agriculture, Food and Wine | 141 | School of Agriculture, Food and Wine | 46.39 | Utility | 6 | General Facility Space Group | 603 | General Facility - Resource room |  | Excellent | 6,974.20 | NO
Waite_WT40-Plant Accelerator_Level One_120 _ Chemical Store | WT-WT40-01-120 | WT40-01-120-Chemical Store | Waite | WT | WT40 | Plant Accelerator | 01 | Level One | 120 | 141 | School of Agriculture, Food and Wine | 141 | School of Agriculture, Food and Wine | 13.48 | Chemical Store | 4 | Ancillary Area Space Group | 418 | Ancillary Area - Dangerous goods storage |  | Excellent | 1,592.30 | NO
Waite_WT40-Plant Accelerator_Level One_121 _ Store | WT-WT40-01-121 | WT40-01-121-Store | Waite | WT | WT40 | Plant Accelerator | 01 | Level One | 121 | 141 | School of Agriculture, Food and Wine | 141 | School of Agriculture, Food and Wine | 13.14 | Store | 4 | Ancillary Area Space Group | 419 | Ancillary Area - Store Room - Generic |  | Excellent | 1,552.14 | NO
Waite_WT40-Plant Accelerator_Level One_122 _ Corr. | WT-WT40-01-122 | WT40-01-122-Corr. | Waite | WT | WT40 | Plant Accelerator | 01 | Level One | 122 | 99939 | Unusable Spaces | 99939 | Unusable Spaces | 79.61 | Corr. | 8 | Non Useable Floor Area Space Group | 805 | Non-usable - Circulation space |  | Unknown | 0.00 | NO
Waite_WT40-Plant Accelerator_Level One_123 _ Plantroom | WT-WT40-01-123 | WT40-01-123-Plantroom | Waite | WT | WT40 | Plant Accelerator | 01 | Level One | 123 | 99939 | Unusable Spaces | 99939 | Unusable Spaces | 483.21 | Plantroom | 8 | Non Useable Floor Area Space Group | 811 | Non-usable - Plant room other |  | Unknown | 0.00 | NO
Waite_WT40-Plant Accelerator_Level One_124 _ Switch Room | WT-WT40-01-124 | WT40-01-124-Switch Room | Waite | WT | WT40 | Plant Accelerator | 01 | Level One | 124 | 99939 | Unusable Spaces | 99939 | Unusable Spaces | 10.09 | Switch Room | 8 | Non Useable Floor Area Space Group | 815 | Non-usable - Switch room |  | Unknown | 0.00 | NO
Waite_WT40-Plant Accelerator_Level One_125 _ Waste | WT-WT40-01-125 | WT40-01-125-Waste | Waite | WT | WT40 | Plant Accelerator | 01 | Level One | 125 | 141 | School of Agriculture, Food and Wine | 141 | School of Agriculture, Food and Wine | 4.26 | Waste | 4 | Ancillary Area Space Group | 418 | Ancillary Area - Dangerous goods storage |  | Excellent | 503.20 | NO
Waite_WT40-Plant Accelerator_Level One_126 _ Cleaner | WT-WT40-01-126 | WT40-01-126-Cleaner | Waite | WT | WT40 | Plant Accelerator | 01 | Level One | 126 | 99939 | Unusable Spaces | 99939 | Unusable Spaces | 7.23 | Cleaner | 8 | Non Useable Floor Area Space Group | 806 | Non-usable - Cleaners room |  | Unknown | 0.00 | NO
Waite_WT40-Plant Accelerator_Level One_127 _ Growth Rooms | WT-WT40-01-127 | WT40-01-127-Growth Rooms | Waite | WT | WT40 | Plant Accelerator | 01 | Level One | 127 | 141 | School of Agriculture, Food and Wine | 141 | School of Agriculture, Food and Wine | 94.45 | Growth Rooms | 4 | Ancillary Area Space Group | 421 | Ancillary Area - Glasshouse/greenhouse - controlled |  | Excellent | 11,156.73 | NO
Waite_WT40-Plant Accelerator_Level One_128 _ Plantroom | WT-WT40-01-128 | WT40-01-128-Plantroom | Waite | WT | WT40 | Plant Accelerator | 01 | Level One | 128 | 99939 | Unusable Spaces | 99939 | Unusable Spaces | 273.69 | Plantroom | 8 | Non Useable Floor Area Space Group | 811 | Non-usable - Plant room other |  | Unknown | 0.00 | NO
Waite_WT40-Plant Accelerator_Level One_129 _ Potting | WT-WT40-01-129 | WT40-01-129-Potting | Waite | WT | WT40 | Plant Accelerator | 01 | Level One | 129 | 141 | School of Agriculture, Food and Wine | 141 | School of Agriculture, Food and Wine | 11.8 | Potting | 4 | Ancillary Area Space Group | 401 | Ancillary Area - Laboratory Service and Preparation |  | Excellent | 1,393.85 | NO
Waite_WT40-Plant Accelerator_Level One_130 _ Laboratory | WT-WT40-01-130 | WT40-01-130-Laboratory | Waite | WT | WT40 | Plant Accelerator | 01 | Level One | 130 | 141 | School of Agriculture, Food and Wine | 141 | School of Agriculture, Food and Wine | 26.48 | Laboratory | 4 | Ancillary Area Space Group | 401 | Ancillary Area - Laboratory Service and Preparation |  | Excellent | 3,127.90 | NO
Waite_WT40-Plant Accelerator_Level One_131 _ Office - Staff | WT-WT40-01-131 | WT40-01-131-Office - Staff | Waite | WT | WT40 | Plant Accelerator | 01 | Level One | 131 | 141 | School of Agriculture, Food and Wine | 141 | School of Agriculture, Food and Wine | 35.97 | Office - Staff | 1 | Office Space Group | 101 | Office - Academic Staff |  | Excellent | 4,828.28 | NO
Waite_WT40-Plant Accelerator_Level One_132 _ Work Room | WT-WT40-01-132 | WT40-01-132-Work Room | Waite | WT | WT40 | Plant Accelerator | 01 | Level One | 132 | 141 | School of Agriculture, Food and Wine | 141 | School of Agriculture, Food and Wine | 12 | Work Room | 1 | Office Space Group | 101 | Office - Academic Staff |  | Excellent | 1,610.77 | NO
Waite_WT40-Plant Accelerator_Level One_133 _ Comms | WT-WT40-01-133 | WT40-01-133-Comms | Waite | WT | WT40 | Plant Accelerator | 01 | Level One | 133 | 850 | ITDS Branch Central Costs | 869 | Information Technology and Digital Services | 14.84 | Comms | 8 | Non Useable Floor Area Space Group | 812 | Non-usable - Comms/network system/Telephone/PABX |  | Excellent | 0.00 | NO
Waite_WT40-Plant Accelerator_Level One_134A _ Multi-Use Room | WT-WT40-01-134A | WT40-01-134A-Multi-Use Room | Waite | WT | WT40 | Plant Accelerator | 01 | Level One | 134A | 141 | School of Agriculture, Food and Wine | 141 | School of Agriculture, Food and Wine | 16.23 | Multi-Use Room | 1 | Office Space Group | 101 | Office - Academic Staff |  | Excellent | 2,178.57 | NO
Waite_WT40-Plant Accelerator_Level One_134B _ Server Room | WT-WT40-01-134B | WT40-01-134B-Server Room | Waite | WT | WT40 | Plant Accelerator | 01 | Level One | 134B | 141 | School of Agriculture, Food and Wine | 141 | School of Agriculture, Food and Wine | 14.86 | Server Room | 8 | Non Useable Floor Area Space Group | 815 | Non-usable - Switch room |  | Excellent | 0.00 | NO
Waite_WT40-Plant Accelerator_Level One_135 _ Office - shared | WT-WT40-01-135 | WT40-01-135-Office - shared | Waite | WT | WT40 | Plant Accelerator | 01 | Level One | 135 | 141 | School of Agriculture, Food and Wine | 141 | School of Agriculture, Food and Wine | 71.8 | Office - shared | 1 | Office Space Group | 101 | Office - Academic Staff |  | Excellent | 9,637.77 | NO
Waite_WT40-Plant Accelerator_Level One_136 _ Office - Scientific Manager | WT-WT40-01-136 | WT40-01-136-Office - Scientific Manager | Waite | WT | WT40 | Plant Accelerator | 01 | Level One | 136 | 141 | School of Agriculture, Food and Wine | 141 | School of Agriculture, Food and Wine | 12.65 | Office - Scientific Manager | 1 | Office Space Group | 101 | Office - Academic Staff |  | Excellent | 1,698.02 | NO
Waite_WT40-Plant Accelerator_Level One_137 _ Office - Horticultural Manager | WT-WT40-01-137 | WT40-01-137-Office - Horticultural Manager | Waite | WT | WT40 | Plant Accelerator | 01 | Level One | 137 | 141 | School of Agriculture, Food and Wine | 141 | School of Agriculture, Food and Wine | 12.82 | Office - Horticultural Manager | 1 | Office Space Group | 101 | Office - Academic Staff |  | Excellent | 1,720.84 | NO
Waite_WT40-Plant Accelerator_Level One_138 _ Office | WT-WT40-01-138 | WT40-01-138-Office | Waite | WT | WT40 | Plant Accelerator | 01 | Level One | 138 | 141 | School of Agriculture, Food and Wine | 141 | School of Agriculture, Food and Wine | 25.79 | Office | 1 | Office Space Group | 101 | Office - Academic Staff |  | Excellent | 3,461.81 | NO
Waite_WT40-Plant Accelerator_Level One_139A _ Recovery Room | WT-WT40-01-139A | WT40-01-139A-Recovery Room | Waite | WT | WT40 | Plant Accelerator | 01 | Level One | 139A | 141 | School of Agriculture, Food and Wine | 141 | School of Agriculture, Food and Wine | 6.48 | Recovery Room | 4 | Ancillary Area Space Group | 401 | Ancillary Area - Laboratory Service and Preparation |  | Excellent | 765.44 | NO
Waite_WT40-Plant Accelerator_Level One_139B _ WC - U - Access (LH) | WT-WT40-01-139B | WT40-01-139B-WC - U - Access (LH) | Waite | WT | WT40 | Plant Accelerator | 01 | Level One | 139B | 99939 | Unusable Spaces | 99939 | Unusable Spaces | 5.86 | WC - U - Access (LH) | 8 | Non Useable Floor Area Space Group | 818 | Non-usable - Toilets/Amenities - Unisex Accessible |  | Excellent | 0.00 | NO
Waite_WT40-Plant Accelerator_Level Two_200 _ Upper Foyer | WT-WT40-02-200 | WT40-02-200-Upper Foyer | Waite | WT | WT40 | Plant Accelerator | 02 | Level Two | 200 | 99939 | Unusable Spaces | 99939 | Unusable Spaces | 72.63 | Upper Foyer | 8 | Non Useable Floor Area Space Group | 805 | Non-usable - Circulation space |  | Unknown | 0.00 | NO
Waite_WT40-Plant Accelerator_Level Two_200A _ Corr. | WT-WT40-02-200A | WT40-02-200A-Corr. | Waite | WT | WT40 | Plant Accelerator | 02 | Level Two | 200A | 99939 | Unusable Spaces | 99939 | Unusable Spaces | 31.02 | Corr. | 8 | Non Useable Floor Area Space Group | 805 | Non-usable - Circulation space |  | Unknown | 0.00 | NO
Waite_WT40-Plant Accelerator_Level Two_200B _ Balcony (UCA) | WT-WT40-02-200B | WT40-02-200B-Balcony (UCA) | Waite | WT | WT40 | Plant Accelerator | 02 | Level Two | 200B | 99939 | Unusable Spaces | 99939 | Unusable Spaces | 21.63 | Balcony (UCA) | 8 | Non Useable Floor Area Space Group | 839 | Non-usable - Verandah/Balcony |  | Unknown | 0.00 | NO
Waite_WT40-Plant Accelerator_Level Two_200C _ Stair | WT-WT40-02-200C | WT40-02-200C-Stair | Waite | WT | WT40 | Plant Accelerator | 02 | Level Two | 200C | 99939 | Unusable Spaces | 99939 | Unusable Spaces | 14.73 | Stair | 8 | Non Useable Floor Area Space Group | 805 | Non-usable - Circulation space |  | Unknown | 0.00 | NO
Waite_WT40-Plant Accelerator_Level Two_203 _ Ante Room [PC2-Cert] | WT-WT40-02-203 | WT40-02-203-Ante Room [PC2-Cert] | Waite | WT | WT40 | Plant Accelerator | 02 | Level Two | 203 | 141 | School of Agriculture, Food and Wine | 141 | School of Agriculture, Food and Wine | 15.71 | Ante Room [PC2-Cert] | 4 | Ancillary Area Space Group | 401 | Ancillary Area - Laboratory Service and Preparation | RATED - PC2 | Excellent | 1,855.71 | NO
Waite_WT40-Plant Accelerator_Level Two_203A _ Lift [PC2-Cert] | WT-WT40-02-203A | WT40-02-203A-Lift [PC2-Cert] | Waite | WT | WT40 | Plant Accelerator | 02 | Level Two | 203A | 99939 | Unusable Spaces | 99939 | Unusable Spaces | 6.73 | Lift [PC2-Cert] | 8 | Non Useable Floor Area Space Group | 838 | Non-usable - Lift | RATED - PC2 | Unknown | 0.00 | NO
Waite_WT40-Plant Accelerator_Level Two_204 _ Ante Room [PC2-Cert] | WT-WT40-02-204 | WT40-02-204-Ante Room [PC2-Cert] | Waite | WT | WT40 | Plant Accelerator | 02 | Level Two | 204 | 141 | School of Agriculture, Food and Wine | 141 | School of Agriculture, Food and Wine | 5.62 | Ante Room [PC2-Cert] | 4 | Ancillary Area Space Group | 401 | Ancillary Area - Laboratory Service and Preparation | RATED - PC2 | Excellent | 663.85 | NO
Waite_WT40-Plant Accelerator_Level Two_207 _ Plant Imaging 1 - QC2 [PC2-Cert] | WT-WT40-02-207 | WT40-02-207-Plant Imaging 1 - QC2 [PC2-Cert] | Waite | WT | WT40 | Plant Accelerator | 02 | Level Two | 207 | 141 | School of Agriculture, Food and Wine | 141 | School of Agriculture, Food and Wine | 141.37 | Plant Imaging 1 - QC2 [PC2-Cert] | 3 | Specialist Teaching or Research Space Group | 312 | Laboratory - Research Only | RATED - PC2 | Excellent | 25,238.35 | NO
Waite_WT40-Plant Accelerator_Level Two_209 _ Greenhouse [PC2-Cert] | WT-WT40-02-209 | WT40-02-209-Greenhouse [PC2-Cert] | Waite | WT | WT40 | Plant Accelerator | 02 | Level Two | 209 | 141 | School of Agriculture, Food and Wine | 141 | School of Agriculture, Food and Wine | 47.71 | Greenhouse [PC2-Cert] | 3 | Specialist Teaching or Research Space Group | 312 | Laboratory - Research Only | RATED - PC2 | Excellent | 8,517.52 | NO
Waite_WT40-Plant Accelerator_Level Two_210 _ Auto Smart House - QC2 [PC2-Cert] | WT-WT40-02-210 | WT40-02-210-Auto Smart House - QC2 [PC2-Cert] | Waite | WT | WT40 | Plant Accelerator | 02 | Level Two | 210 | 141 | School of Agriculture, Food and Wine | 141 | School of Agriculture, Food and Wine | 132.14 | Auto Smart House - QC2 [PC2-Cert] | 3 | Specialist Teaching or Research Space Group | 312 | Laboratory - Research Only | RATED - PC2 | Excellent | 23,590.55 | NO
Waite_WT40-Plant Accelerator_Level Two_211 _ Greenhouse [PC2-Cert] | WT-WT40-02-211 | WT40-02-211-Greenhouse [PC2-Cert] | Waite | WT | WT40 | Plant Accelerator | 02 | Level Two | 211 | 141 | School of Agriculture, Food and Wine | 141 | School of Agriculture, Food and Wine | 23.51 | Greenhouse [PC2-Cert] | 3 | Specialist Teaching or Research Space Group | 312 | Laboratory - Research Only | RATED - PC2 | Excellent | 4,197.17 | NO
Waite_WT40-Plant Accelerator_Level Two_212 _ Greenhouse [PC2-Cert] | WT-WT40-02-212 | WT40-02-212-Greenhouse [PC2-Cert] | Waite | WT | WT40 | Plant Accelerator | 02 | Level Two | 212 | 141 | School of Agriculture, Food and Wine | 141 | School of Agriculture, Food and Wine | 23.51 | Greenhouse [PC2-Cert] | 3 | Specialist Teaching or Research Space Group | 312 | Laboratory - Research Only | RATED - PC2 | Excellent | 4,197.17 | NO
Waite_WT40-Plant Accelerator_Level Two_213 _ Greenhouse [PC2-Cert] | WT-WT40-02-213 | WT40-02-213-Greenhouse [PC2-Cert] | Waite | WT | WT40 | Plant Accelerator | 02 | Level Two | 213 | 141 | School of Agriculture, Food and Wine | 141 | School of Agriculture, Food and Wine | 47.68 | Greenhouse [PC2-Cert] | 3 | Specialist Teaching or Research Space Group | 312 | Laboratory - Research Only | RATED - PC2 | Excellent | 8,512.16 | NO
Waite_WT40-Plant Accelerator_Level Two_215 _ Greenhouse [PC2-Cert] | WT-WT40-02-215 | WT40-02-215-Greenhouse [PC2-Cert] | Waite | WT | WT40 | Plant Accelerator | 02 | Level Two | 215 | 141 | School of Agriculture, Food and Wine | 141 | School of Agriculture, Food and Wine | 23.51 | Greenhouse [PC2-Cert] | 3 | Specialist Teaching or Research Space Group | 312 | Laboratory - Research Only | RATED - PC2 | Excellent | 4,197.17 | NO
Waite_WT40-Plant Accelerator_Level Two_217 _ Greenhouse [PC2-Cert] | WT-WT40-02-217 | WT40-02-217-Greenhouse [PC2-Cert] | Waite | WT | WT40 | Plant Accelerator | 02 | Level Two | 217 | 141 | School of Agriculture, Food and Wine | 141 | School of Agriculture, Food and Wine | 23.51 | Greenhouse [PC2-Cert] | 3 | Specialist Teaching or Research Space Group | 312 | Laboratory - Research Only | RATED - PC2 | Excellent | 4,197.17 | NO
Waite_WT40-Plant Accelerator_Level Two_218 _ QC2 - Quarantine [PC2-Cert] | WT-WT40-02-218 | WT40-02-218-QC2 - Quarantine [PC2-Cert] | Waite | WT | WT40 | Plant Accelerator | 02 | Level Two | 218 | 141 | School of Agriculture, Food and Wine | 141 | School of Agriculture, Food and Wine | 24.77 | QC2 - Quarantine [PC2-Cert] | 3 | Specialist Teaching or Research Space Group | 312 | Laboratory - Research Only | RATED - PC2 | Excellent | 4,422.11 | NO
Waite_WT40-Plant Accelerator_Level Two_220 _ QC2 - Quarantine [PC2-Cert] | WT-WT40-02-220 | WT40-02-220-QC2 - Quarantine [PC2-Cert] | Waite | WT | WT40 | Plant Accelerator | 02 | Level Two | 220 | 141 | School of Agriculture, Food and Wine | 141 | School of Agriculture, Food and Wine | 26.5 | QC2 - Quarantine [PC2-Cert] | 3 | Specialist Teaching or Research Space Group | 312 | Laboratory - Research Only | RATED - PC2 | Excellent | 4,730.96 | NO
Waite_WT40-Plant Accelerator_Level Two_222 _ QC2 - Quarantine [PC2-Cert] | WT-WT40-02-222 | WT40-02-222-QC2 - Quarantine [PC2-Cert] | Waite | WT | WT40 | Plant Accelerator | 02 | Level Two | 222 | 141 | School of Agriculture, Food and Wine | 141 | School of Agriculture, Food and Wine | 24.18 | QC2 - Quarantine [PC2-Cert] | 3 | Specialist Teaching or Research Space Group | 312 | Laboratory - Research Only | RATED - PC2 | Excellent | 4,316.78 | NO
Waite_WT40-Plant Accelerator_Level Two_224 _ QC2 - Quarantine [PC2-Cert] | WT-WT40-02-224 | WT40-02-224-QC2 - Quarantine [PC2-Cert] | Waite | WT | WT40 | Plant Accelerator | 02 | Level Two | 224 | 141 | School of Agriculture, Food and Wine | 141 | School of Agriculture, Food and Wine | 24.78 | QC2 - Quarantine [PC2-Cert] | 3 | Specialist Teaching or Research Space Group | 312 | Laboratory - Research Only | RATED - PC2 | Excellent | 4,423.90 | NO
Waite_WT40-Plant Accelerator_Level Two_226 _ General [PC2-Cert] | WT-WT40-02-226 | WT40-02-226-General [PC2-Cert] | Waite | WT | WT40 | Plant Accelerator | 02 | Level Two | 226 | 141 | School of Agriculture, Food and Wine | 141 | School of Agriculture, Food and Wine | 23.52 | General [PC2-Cert] | 3 | Specialist Teaching or Research Space Group | 312 | Laboratory - Research Only | RATED - PC2 | Excellent | 4,198.95 | NO
Waite_WT40-Plant Accelerator_Level Two_229 _ Greenhouse [PC2-Cert] | WT-WT40-02-229 | WT40-02-229-Greenhouse [PC2-Cert] | Waite | WT | WT40 | Plant Accelerator | 02 | Level Two | 229 | 141 | School of Agriculture, Food and Wine | 141 | School of Agriculture, Food and Wine | 23.52 | Greenhouse [PC2-Cert] | 3 | Specialist Teaching or Research Space Group | 312 | Laboratory - Research Only | RATED - PC2 | Excellent | 4,198.95 | NO
Waite_WT40-Plant Accelerator_Level Two_230 _ Greenhouse [PC2-Cert] | WT-WT40-02-230 | WT40-02-230-Greenhouse [PC2-Cert] | Waite | WT | WT40 | Plant Accelerator | 02 | Level Two | 230 | 141 | School of Agriculture, Food and Wine | 141 | School of Agriculture, Food and Wine | 47.71 | Greenhouse [PC2-Cert] | 3 | Specialist Teaching or Research Space Group | 312 | Laboratory - Research Only | RATED - PC2 | Excellent | 8,517.52 | NO
Waite_WT40-Plant Accelerator_Level Two_231 _ General [PC2-Cert] | WT-WT40-02-231 | WT40-02-231-General [PC2-Cert] | Waite | WT | WT40 | Plant Accelerator | 02 | Level Two | 231 | 141 | School of Agriculture, Food and Wine | 141 | School of Agriculture, Food and Wine | 23.52 | General [PC2-Cert] | 3 | Specialist Teaching or Research Space Group | 312 | Laboratory - Research Only | RATED - PC2 | Excellent | 4,198.95 | NO
Waite_WT40-Plant Accelerator_Level Two_232 _ Greenhouse [PC2-Cert] | WT-WT40-02-232 | WT40-02-232-Greenhouse [PC2-Cert] | Waite | WT | WT40 | Plant Accelerator | 02 | Level Two | 232 | 141 | School of Agriculture, Food and Wine | 141 | School of Agriculture, Food and Wine | 23.53 | Greenhouse [PC2-Cert] | 3 | Specialist Teaching or Research Space Group | 312 | Laboratory - Research Only | RATED - PC2 | Excellent | 4,200.74 | NO
Waite_WT40-Plant Accelerator_Level Two_233 _ Auto Smart house (Rice) - QC2 [PC2-Cert] | WT-WT40-02-233 | WT40-02-233-Auto Smart house (Rice) - QC2 [PC2-Cert] | Waite | WT | WT40 | Plant Accelerator | 02 | Level Two | 233 | 141 | School of Agriculture, Food and Wine | 141 | School of Agriculture, Food and Wine | 143.25 | Auto Smart house (Rice) - QC2 [PC2-Cert] | 3 | Specialist Teaching or Research Space Group | 312 | Laboratory - Research Only | RATED - PC2 | Excellent | 25,573.98 | NO
Waite_WT40-Plant Accelerator_Level Two_234 _ Greenhouse [PC2-Cert] | WT-WT40-02-234 | WT40-02-234-Greenhouse [PC2-Cert] | Waite | WT | WT40 | Plant Accelerator | 02 | Level Two | 234 | 141 | School of Agriculture, Food and Wine | 141 | School of Agriculture, Food and Wine | 47.71 | Greenhouse [PC2-Cert] | 3 | Specialist Teaching or Research Space Group | 312 | Laboratory - Research Only | RATED - PC2 | Excellent | 8,517.52 | NO
Waite_WT40-Plant Accelerator_Level Two_235 _ VIP [PC2-Cert] | WT-WT40-02-235 | WT40-02-235-VIP [PC2-Cert] | Waite | WT | WT40 | Plant Accelerator | 02 | Level Two | 235 | 141 | School of Agriculture, Food and Wine | 141 | School of Agriculture, Food and Wine | 23.51 | VIP [PC2-Cert] | 3 | Specialist Teaching or Research Space Group | 312 | Laboratory - Research Only | RATED - PC2 | Excellent | 4,197.17 | NO
Waite_WT40-Plant Accelerator_Level Two_236 _ VIP [PC2-Cert] | WT-WT40-02-236 | WT40-02-236-VIP [PC2-Cert] | Waite | WT | WT40 | Plant Accelerator | 02 | Level Two | 236 | 141 | School of Agriculture, Food and Wine | 141 | School of Agriculture, Food and Wine | 23.67 | VIP [PC2-Cert] | 3 | Specialist Teaching or Research Space Group | 312 | Laboratory - Research Only | RATED - PC2 | Excellent | 4,225.73 | NO
Waite_WT40-Plant Accelerator_Level Two_238 _ Waste | WT-WT40-02-238 | WT40-02-238-Waste | Waite | WT | WT40 | Plant Accelerator | 02 | Level Two | 238 | 141 | School of Agriculture, Food and Wine | 141 | School of Agriculture, Food and Wine | 8.72 | Waste | 4 | Ancillary Area Space Group | 418 | Ancillary Area - Dangerous goods storage |  | Excellent | 1,030.03 | NO
Waite_WT40-Plant Accelerator_Level Two_239 _ Workroom [PC2-Cert] | WT-WT40-02-239 | WT40-02-239-Workroom [PC2-Cert] | Waite | WT | WT40 | Plant Accelerator | 02 | Level Two | 239 | 141 | School of Agriculture, Food and Wine | 141 | School of Agriculture, Food and Wine | 47.62 | Workroom [PC2-Cert] | 3 | Specialist Teaching or Research Space Group | 312 | Laboratory - Research Only | RATED - PC2 | Excellent | 8,501.45 | NO
Waite_WT40-Plant Accelerator_Level Two_240 _ Potting Future PC2 Workroom | WT-WT40-02-240 | WT40-02-240-Potting Future PC2 Workroom | Waite | WT | WT40 | Plant Accelerator | 02 | Level Two | 240 | 141 | School of Agriculture, Food and Wine | 141 | School of Agriculture, Food and Wine | 106.07 | Potting Future PC2 Workroom | 3 | Specialist Teaching or Research Space Group | 312 | Laboratory - Research Only | RATED - PC2 | Excellent | 18,936.35 | NO
Waite_WT40-Plant Accelerator_Level Two_242 _ Greenhouse [PC2-Cert] | WT-WT40-02-242 | WT40-02-242-Greenhouse [PC2-Cert] | Waite | WT | WT40 | Plant Accelerator | 02 | Level Two | 242 | 141 | School of Agriculture, Food and Wine | 141 | School of Agriculture, Food and Wine | 71.9 | Greenhouse [PC2-Cert] | 3 | Specialist Teaching or Research Space Group | 312 | Laboratory - Research Only | RATED - PC2 | Excellent | 12,836.09 | NO
Waite_WT40-Plant Accelerator_Level Two_243 _ Plant Imaging 2 [PC2-Cert] | WT-WT40-02-243 | WT40-02-243-Plant Imaging 2 [PC2-Cert] | Waite | WT | WT40 | Plant Accelerator | 02 | Level Two | 243 | 141 | School of Agriculture, Food and Wine | 141 | School of Agriculture, Food and Wine | 146.22 | Plant Imaging 2 [PC2-Cert] | 3 | Specialist Teaching or Research Space Group | 312 | Laboratory - Research Only | RATED - PC2 | Excellent | 26,104.21 | NO
Waite_WT40-Plant Accelerator_Level Two_244 _ Greenhouse [PC2-Cert] | WT-WT40-02-244 | WT40-02-244-Greenhouse [PC2-Cert] | Waite | WT | WT40 | Plant Accelerator | 02 | Level Two | 244 | 141 | School of Agriculture, Food and Wine | 141 | School of Agriculture, Food and Wine | 23.51 | Greenhouse [PC2-Cert] | 3 | Specialist Teaching or Research Space Group | 312 | Laboratory - Research Only | RATED - PC2 | Excellent | 4,197.17 | NO
Waite_WT40-Plant Accelerator_Level Two_246 _ Greenhouse [PC2-Cert] | WT-WT40-02-246 | WT40-02-246-Greenhouse [PC2-Cert] | Waite | WT | WT40 | Plant Accelerator | 02 | Level Two | 246 | 141 | School of Agriculture, Food and Wine | 141 | School of Agriculture, Food and Wine | 23.51 | Greenhouse [PC2-Cert] | 3 | Specialist Teaching or Research Space Group | 312 | Laboratory - Research Only | RATED - PC2 | Excellent | 4,197.17 | NO
Waite_WT40-Plant Accelerator_Level Two_247 _ Greenhouse [PC2-Cert] | WT-WT40-02-247 | WT40-02-247-Greenhouse [PC2-Cert] | Waite | WT | WT40 | Plant Accelerator | 02 | Level Two | 247 | 141 | School of Agriculture, Food and Wine | 141 | School of Agriculture, Food and Wine | 23.51 | Greenhouse [PC2-Cert] | 3 | Specialist Teaching or Research Space Group | 312 | Laboratory - Research Only | RATED - PC2 | Excellent | 4,197.17 | NO
Waite_WT40-Plant Accelerator_Level Two_248 _ Smarthouse (RICE) [PC2-Cert] | WT-WT40-02-248 | WT40-02-248-Smarthouse (RICE) [PC2-Cert] | Waite | WT | WT40 | Plant Accelerator | 02 | Level Two | 248 | 141 | School of Agriculture, Food and Wine | 141 | School of Agriculture, Food and Wine | 132.14 | Smarthouse (RICE) [PC2-Cert] | 3 | Specialist Teaching or Research Space Group | 312 | Laboratory - Research Only | RATED - PC2 | Excellent | 23,590.55 | NO
Waite_WT40-Plant Accelerator_Level Two_249 _ Greenhouse [PC2-Cert] | WT-WT40-02-249 | WT40-02-249-Greenhouse [PC2-Cert] | Waite | WT | WT40 | Plant Accelerator | 02 | Level Two | 249 | 141 | School of Agriculture, Food and Wine | 141 | School of Agriculture, Food and Wine | 47.71 | Greenhouse [PC2-Cert] | 3 | Specialist Teaching or Research Space Group | 312 | Laboratory - Research Only | RATED - PC2 | Excellent | 8,517.52 | NO
Waite_WT40-Plant Accelerator_Level Two_253 _ VIP [PC2-Cert] | WT-WT40-02-253 | WT40-02-253-VIP [PC2-Cert] | Waite | WT | WT40 | Plant Accelerator | 02 | Level Two | 253 | 141 | School of Agriculture, Food and Wine | 141 | School of Agriculture, Food and Wine | 23.54 | VIP [PC2-Cert] | 3 | Specialist Teaching or Research Space Group | 312 | Laboratory - Research Only | RATED - PC2 | Excellent | 4,202.52 | NO
Waite_WT40-Plant Accelerator_Level Two_254 _ VIP [PC2-Cert] | WT-WT40-02-254 | WT40-02-254-VIP [PC2-Cert] | Waite | WT | WT40 | Plant Accelerator | 02 | Level Two | 254 | 141 | School of Agriculture, Food and Wine | 141 | School of Agriculture, Food and Wine | 23.67 | VIP [PC2-Cert] | 3 | Specialist Teaching or Research Space Group | 312 | Laboratory - Research Only | RATED - PC2 | Excellent | 4,225.73 | NO
Waite_WT40-Plant Accelerator_Level Two_255 _ Greenhouse [PC2-Cert] | WT-WT40-02-255 | WT40-02-255-Greenhouse [PC2-Cert] | Waite | WT | WT40 | Plant Accelerator | 02 | Level Two | 255 | 141 | School of Agriculture, Food and Wine | 141 | School of Agriculture, Food and Wine | 24.74 | Greenhouse [PC2-Cert] | 3 | Specialist Teaching or Research Space Group | 312 | Laboratory - Research Only | RATED - PC2 | Excellent | 4,416.76 | NO
Waite_WT40-Plant Accelerator_Level Two_256 _ Greenhouse [PC2-Cert] | WT-WT40-02-256 | WT40-02-256-Greenhouse [PC2-Cert] | Waite | WT | WT40 | Plant Accelerator | 02 | Level Two | 256 | 141 | School of Agriculture, Food and Wine | 141 | School of Agriculture, Food and Wine | 25.72 | Greenhouse [PC2-Cert] | 3 | Specialist Teaching or Research Space Group | 312 | Laboratory - Research Only | RATED - PC2 | Excellent | 4,591.71 | NO
Waite_WT40-Plant Accelerator_Level Two_257 _ QC2 - Quarantine [PC2-Cert] | WT-WT40-02-257 | WT40-02-257-QC2 - Quarantine [PC2-Cert] | Waite | WT | WT40 | Plant Accelerator | 02 | Level Two | 257 | 141 | School of Agriculture, Food and Wine | 141 | School of Agriculture, Food and Wine | 25.24 | QC2 - Quarantine [PC2-Cert] | 3 | Specialist Teaching or Research Space Group | 312 | Laboratory - Research Only | RATED - PC2 | Excellent | 4,506.02 | NO
Waite_WT40-Plant Accelerator_Level Two_259 _ QC2 - Quarantine [PC2-Cert] | WT-WT40-02-259 | WT40-02-259-QC2 - Quarantine [PC2-Cert] | Waite | WT | WT40 | Plant Accelerator | 02 | Level Two | 259 | 141 | School of Agriculture, Food and Wine | 141 | School of Agriculture, Food and Wine | 24.74 | QC2 - Quarantine [PC2-Cert] | 3 | Specialist Teaching or Research Space Group | 312 | Laboratory - Research Only | RATED - PC2 | Excellent | 4,416.76 | NO
Waite_WT40-Plant Accelerator_Level Two_262 _ Greenhouse [PC2-Cert] | WT-WT40-02-262 | WT40-02-262-Greenhouse [PC2-Cert] | Waite | WT | WT40 | Plant Accelerator | 02 | Level Two | 262 | 141 | School of Agriculture, Food and Wine | 141 | School of Agriculture, Food and Wine | 23.51 | Greenhouse [PC2-Cert] | 3 | Specialist Teaching or Research Space Group | 312 | Laboratory - Research Only | RATED - PC2 | Excellent | 4,197.17 | NO
Waite_WT40-Plant Accelerator_Level Two_264 _ Greenhouse [PC2-Cert] | WT-WT40-02-264 | WT40-02-264-Greenhouse [PC2-Cert] | Waite | WT | WT40 | Plant Accelerator | 02 | Level Two | 264 | 141 | School of Agriculture, Food and Wine | 141 | School of Agriculture, Food and Wine | 23.51 | Greenhouse [PC2-Cert] | 3 | Specialist Teaching or Research Space Group | 312 | Laboratory - Research Only | RATED - PC2 | Excellent | 4,197.17 | NO
Waite_WT40-Plant Accelerator_Level Two_266 _ Greenhouse [PC2-Cert] | WT-WT40-02-266 | WT40-02-266-Greenhouse [PC2-Cert] | Waite | WT | WT40 | Plant Accelerator | 02 | Level Two | 266 | 141 | School of Agriculture, Food and Wine | 141 | School of Agriculture, Food and Wine | 47.71 | Greenhouse [PC2-Cert] | 3 | Specialist Teaching or Research Space Group | 312 | Laboratory - Research Only | RATED - PC2 | Excellent | 8,517.52 | NO
Waite_WT40-Plant Accelerator_Level Two_267 _ Smarthouse [PC2-Cert] | WT-WT40-02-267 | WT40-02-267-Smarthouse [PC2-Cert] | Waite | WT | WT40 | Plant Accelerator | 02 | Level Two | 267 | 141 | School of Agriculture, Food and Wine | 141 | School of Agriculture, Food and Wine | 143.23 | Smarthouse [PC2-Cert] | 3 | Specialist Teaching or Research Space Group | 312 | Laboratory - Research Only | RATED - PC2 | Excellent | 25,570.41 | NO
Waite_WT40-Plant Accelerator_Level Two_271 _ Greenhouse [PC2-Cert] | WT-WT40-02-271 | WT40-02-271-Greenhouse [PC2-Cert] | Waite | WT | WT40 | Plant Accelerator | 02 | Level Two | 271 | 141 | School of Agriculture, Food and Wine | 141 | School of Agriculture, Food and Wine | 23.51 | Greenhouse [PC2-Cert] | 3 | Specialist Teaching or Research Space Group | 312 | Laboratory - Research Only | RATED - PC2 | Excellent | 4,197.17 | NO
Waite_WT40-Plant Accelerator_Level Two_272 _ Greenhouse [PC2-Cert] | WT-WT40-02-272 | WT40-02-272-Greenhouse [PC2-Cert] | Waite | WT | WT40 | Plant Accelerator | 02 | Level Two | 272 | 141 | School of Agriculture, Food and Wine | 141 | School of Agriculture, Food and Wine | 71.9 | Greenhouse [PC2-Cert] | 3 | Specialist Teaching or Research Space Group | 312 | Laboratory - Research Only | RATED - PC2 | Excellent | 12,836.09 | NO
Waite_WT40-Plant Accelerator_Level Two_273 _ Ante Room [PC2-Cert] | WT-WT40-02-273 | WT40-02-273-Ante Room [PC2-Cert] | Waite | WT | WT40 | Plant Accelerator | 02 | Level Two | 273 | 141 | School of Agriculture, Food and Wine | 141 | School of Agriculture, Food and Wine | 8.38 | Ante Room [PC2-Cert] | 4 | Ancillary Area Space Group | 401 | Ancillary Area - Laboratory Service and Preparation | RATED - PC2 | Excellent | 989.87 | NO
Waite_WT40-Plant Accelerator_Level Two_274 _ Ante Room [PC2-Cert] | WT-WT40-02-274 | WT40-02-274-Ante Room [PC2-Cert] | Waite | WT | WT40 | Plant Accelerator | 02 | Level Two | 274 | 141 | School of Agriculture, Food and Wine | 141 | School of Agriculture, Food and Wine | 8.54 | Ante Room [PC2-Cert] | 4 | Ancillary Area Space Group | 401 | Ancillary Area - Laboratory Service and Preparation | RATED - PC2 | Excellent | 1,008.77 | NO
Waite_WT40-Plant Accelerator_Level Two_275 _ Corr. [PC2-Cert] | WT-WT40-02-275 | WT40-02-275-Corr. [PC2-Cert] | Waite | WT | WT40 | Plant Accelerator | 02 | Level Two | 275 | 141 | School of Agriculture, Food and Wine | 141 | School of Agriculture, Food and Wine | 172.05 | Corr. [PC2-Cert] | 8 | Non Useable Floor Area Space Group | 805 | Non-usable - Circulation space | RATED - PC2 | Excellent | 0.00 | NO
Waite_WT40-Plant Accelerator_Level Two_276 _ Ante Room [PC2-Cert] | WT-WT40-02-276 | WT40-02-276-Ante Room [PC2-Cert] | Waite | WT | WT40 | Plant Accelerator | 02 | Level Two | 276 | 141 | School of Agriculture, Food and Wine | 141 | School of Agriculture, Food and Wine | 10.07 | Ante Room [PC2-Cert] | 4 | Ancillary Area Space Group | 401 | Ancillary Area - Laboratory Service and Preparation | RATED - PC2 | Excellent | 1,189.50 | NO
Waite_WT40-Plant Accelerator_Level Two_278 _ Corr. [PC2-Cert] | WT-WT40-02-278 | WT40-02-278-Corr. [PC2-Cert] | Waite | WT | WT40 | Plant Accelerator | 02 | Level Two | 278 | 141 | School of Agriculture, Food and Wine | 141 | School of Agriculture, Food and Wine | 159.57 | Corr. [PC2-Cert] | 8 | Non Useable Floor Area Space Group | 805 | Non-usable - Circulation space | RATED - PC2 | Excellent | 0.00 | NO
Waite_WT40-Plant Accelerator_Level Two_278A _ Ante Room [PC2-Cert] | WT-WT40-02-278A | WT40-02-278A-Ante Room [PC2-Cert] | Waite | WT | WT40 | Plant Accelerator | 02 | Level Two | 278A | 141 | School of Agriculture, Food and Wine | 141 | School of Agriculture, Food and Wine | 5.94 | Ante Room [PC2-Cert] | 4 | Ancillary Area Space Group | 401 | Ancillary Area - Laboratory Service and Preparation | RATED - PC2 | Excellent | 701.65 | NO
Waite_WT40-Plant Accelerator_Level Two_278B _ Ante Room [PC2-Cert] | WT-WT40-02-278B | WT40-02-278B-Ante Room [PC2-Cert] | Waite | WT | WT40 | Plant Accelerator | 02 | Level Two | 278B | 141 | School of Agriculture, Food and Wine | 141 | School of Agriculture, Food and Wine | 5.94 | Ante Room [PC2-Cert] | 4 | Ancillary Area Space Group | 401 | Ancillary Area - Laboratory Service and Preparation | RATED - PC2 | Excellent | 701.65 | NO
Waite_WT40-Plant Accelerator_Level Two_279 _ Ante Room [PC2-Cert] | WT-WT40-02-279 | WT40-02-279-Ante Room [PC2-Cert] | Waite | WT | WT40 | Plant Accelerator | 02 | Level Two | 279 | 141 | School of Agriculture, Food and Wine | 141 | School of Agriculture, Food and Wine | 8.48 | Ante Room [PC2-Cert] | 4 | Ancillary Area Space Group | 401 | Ancillary Area - Laboratory Service and Preparation | RATED - PC2 | Excellent | 1,001.68 | NO
Waite_WT40-Plant Accelerator_Level Two_280 _ Ante Room [PC2-Cert] | WT-WT40-02-280 | WT40-02-280-Ante Room [PC2-Cert] | Waite | WT | WT40 | Plant Accelerator | 02 | Level Two | 280 | 141 | School of Agriculture, Food and Wine | 141 | School of Agriculture, Food and Wine | 8.48 | Ante Room [PC2-Cert] | 4 | Ancillary Area Space Group | 401 | Ancillary Area - Laboratory Service and Preparation | RATED - PC2 | Excellent | 1,001.68 | NO
Waite_WT41-Grain Quality Building_Ground Floor_G1 _ Office | WT-WT41-01-G1 | WT41-01-G1-Office | Waite | WT | WT41 | Grain Quality Building | 01 | Ground Floor | G1 | 99108 | State - SARDI / PPPI | 859 | Infrastructure | 22.68 | Office | 1 | Office Space Group | 100 | Office - Specific type not defined |  | Adequate | 2,070.99 | NO
Waite_WT41-Grain Quality Building_Ground Floor_G10 _ Laboratory | WT-WT41-01-G10 | WT41-01-G10-Laboratory | Waite | WT | WT41 | Grain Quality Building | 01 | Ground Floor | G10 | 99107 | State - SARDI / PIRSA | 859 | Infrastructure | 42.84 | Laboratory | 3 | Specialist Teaching or Research Space Group | 300 | Laboratory - Specialist teaching and research - type not defined |  | Adequate | 5,202.79 | NO
Waite_WT41-Grain Quality Building_Ground Floor_G11 _ Office | WT-WT41-01-G11 | WT41-01-G11-Office | Waite | WT | WT41 | Grain Quality Building | 01 | Ground Floor | G11 | 99219 | Commercial - Secobra | 859 | Infrastructure | 11.15 | Office | 1 | Office Space Group | 100 | Office - Specific type not defined |  | Adequate | 1,018.15 | NO
Waite_WT41-Grain Quality Building_Ground Floor_G12 _ Corr. | WT-WT41-01-G12 | WT41-01-G12-Corr. | Waite | WT | WT41 | Grain Quality Building | 01 | Ground Floor | G12 | 99939 | Unusable Spaces | 99939 | Unusable Spaces | 33.24 | Corr. | 8 | Non Useable Floor Area Space Group | 805 | Non-usable - Circulation space |  | Unknown | 0.00 | NO
Waite_WT41-Grain Quality Building_Ground Floor_G2 _ Office | WT-WT41-01-G2 | WT41-01-G2-Office | Waite | WT | WT41 | Grain Quality Building | 01 | Ground Floor | G2 | 99220 | Commercial - Intergrain | 859 | Infrastructure | 15.47 | Office | 1 | Office Space Group | 100 | Office - Specific type not defined |  | Adequate | 1,412.62 | NO
Waite_WT41-Grain Quality Building_Ground Floor_G3 _ Laboratory | WT-WT41-01-G3 | WT41-01-G3-Laboratory | Waite | WT | WT41 | Grain Quality Building | 01 | Ground Floor | G3 | 99107 | State - SARDI / PIRSA | 859 | Infrastructure | 42.22 | Laboratory | 3 | Specialist Teaching or Research Space Group | 300 | Laboratory - Specialist teaching and research - type not defined |  | Adequate | 5,127.49 | NO
Waite_WT41-Grain Quality Building_Ground Floor_G4 _ Laboratory | WT-WT41-01-G4 | WT41-01-G4-Laboratory | Waite | WT | WT41 | Grain Quality Building | 01 | Ground Floor | G4 | 99107 | State - SARDI / PIRSA | 859 | Infrastructure | 34.77 | Laboratory | 3 | Specialist Teaching or Research Space Group | 300 | Laboratory - Specialist teaching and research - type not defined |  | Adequate | 4,222.71 | NO
Waite_WT41-Grain Quality Building_Ground Floor_G5 _ Office | WT-WT41-01-G5 | WT41-01-G5-Office | Waite | WT | WT41 | Grain Quality Building | 01 | Ground Floor | G5 | 99108 | State - SARDI / PPPI | 859 | Infrastructure | 15.75 | Office | 1 | Office Space Group | 100 | Office - Specific type not defined |  | Adequate | 1,438.19 | NO
Waite_WT41-Grain Quality Building_Ground Floor_G6 _ Copier Room | WT-WT41-01-G6 | WT41-01-G6-Copier Room | Waite | WT | WT41 | Grain Quality Building | 01 | Ground Floor | G6 | 99107 | State - SARDI / PIRSA | 859 | Infrastructure | 9.6 | Copier Room | 6 | General Facility Space Group | 603 | General Facility - Resource room |  | Adequate | 981.80 | NO
Waite_WT41-Grain Quality Building_Ground Floor_G7 _ Laboratory | WT-WT41-01-G7 | WT41-01-G7-Laboratory | Waite | WT | WT41 | Grain Quality Building | 01 | Ground Floor | G7 | 99108 | State - SARDI / PPPI | 859 | Infrastructure | 61.99 | Laboratory | 3 | Specialist Teaching or Research Space Group | 300 | Laboratory - Specialist teaching and research - type not defined |  | Adequate | 7,528.49 | NO
Waite_WT41-Grain Quality Building_Ground Floor_G7D _ Stair | WT-WT41-01-G7D | WT41-01-G7D-Stair | Waite | WT | WT41 | Grain Quality Building | 01 | Ground Floor | G7D | 99939 | Unusable Spaces | 99939 | Unusable Spaces | 3.67 | Stair | 8 | Non Useable Floor Area Space Group | 805 | Non-usable - Circulation space |  | Unknown | 0.00 | NO
Waite_WT41-Grain Quality Building_Ground Floor_G8 _ NIR Room | WT-WT41-01-G8 | WT41-01-G8-NIR Room | Waite | WT | WT41 | Grain Quality Building | 01 | Ground Floor | G8 | 99108 | State - SARDI / PPPI | 859 | Infrastructure | 11.6 | NIR Room | 6 | General Facility Space Group | 600 | General Facility - Specific type not defined |  | Adequate | 1,186.34 | NO
Waite_WT41-Grain Quality Building_Ground Floor_G8A _ WC | WT-WT41-01-G8A | WT41-01-G8A-WC | Waite | WT | WT41 | Grain Quality Building | 01 | Ground Floor | G8A | 99939 | Unusable Spaces | 99939 | Unusable Spaces | 3.29 | WC | 8 | Non Useable Floor Area Space Group | 835 | Non-usable - Toilets/Amenities - Other |  | Unknown | 0.00 | NO
Waite_WT41-Grain Quality Building_Ground Floor_G9 _ Balance Room | WT-WT41-01-G9 | WT41-01-G9-Balance Room | Waite | WT | WT41 | Grain Quality Building | 01 | Ground Floor | G9 | 99107 | State - SARDI / PIRSA | 859 | Infrastructure | 8.21 | Balance Room | 4 | Ancillary Area Space Group | 402 | Ancillary Area - Instrument Room |  | Adequate | 659.72 | NO
Waite_WT41-Grain Quality Building_Ground Floor_G9A _ WC | WT-WT41-01-G9A | WT41-01-G9A-WC | Waite | WT | WT41 | Grain Quality Building | 01 | Ground Floor | G9A | 99939 | Unusable Spaces | 99939 | Unusable Spaces | 3.29 | WC | 8 | Non Useable Floor Area Space Group | 835 | Non-usable - Toilets/Amenities - Other |  | Unknown | 0.00 | NO
Waite_WT41-Grain Quality Building_Roof Level_100 _ Stair | WT-WT41-02-100 | WT41-02-100-Stair | Waite | WT | WT41 | Grain Quality Building | 02 | Roof Level | 100 | 99939 | Unusable Spaces | 99939 | Unusable Spaces | 4.15 | Stair | 8 | Non Useable Floor Area Space Group | 805 | Non-usable - Circulation space |  | Unknown | 0.00 | NO
Waite_WT41-Grain Quality Building_Roof Level_101 _ Store | WT-WT41-02-101 | WT41-02-101-Store | Waite | WT | WT41 | Grain Quality Building | 02 | Roof Level | 101 | 99108 | State - SARDI / PPPI | 859 | Infrastructure | 82.14 | Store | 4 | Ancillary Area Space Group | 419 | Ancillary Area - Store Room - Generic |  | Adequate | 6,600.43 | NO
Waite_WT41-Grain Quality Building_Roof Level_102 _ Store | WT-WT41-02-102 | WT41-02-102-Store | Waite | WT | WT41 | Grain Quality Building | 02 | Roof Level | 102 | 99108 | State - SARDI / PPPI | 859 | Infrastructure | 69.87 | Store | 4 | Ancillary Area Space Group | 419 | Ancillary Area - Store Room - Generic |  | Adequate | 5,614.46 | NO
Waite_WT41-Grain Quality Building_Roof Level_103 _ Store | WT-WT41-02-103 | WT41-02-103-Store | Waite | WT | WT41 | Grain Quality Building | 02 | Roof Level | 103 | 99108 | State - SARDI / PPPI | 859 | Infrastructure | 39.92 | Store | 4 | Ancillary Area Space Group | 419 | Ancillary Area - Store Room - Generic |  | Adequate | 3,207.81 | NO
Waite_WT42-Prescott Building_Level Three_16:2 _ Riser | WT-WT42-03-16:2 | WT42-03-16:2-Riser | Waite | WT | WT42 | Prescott Building | 03 | Level Three | 16:2 | 99939 | Unusable Spaces | 99939 | Unusable Spaces | 10.09 | Riser | 8 | Non Useable Floor Area Space Group | 840 | Non-usable - Service riser |  | Unknown | 0.00 | NO
Waite_WT42-Prescott Building_Level Three_301 _ Meeting - shared - CSIRO | WT-WT42-03-301 | WT42-03-301-Meeting - shared - CSIRO | Waite | WT | WT42 | Prescott Building | 03 | Level Three | 301 | 141 | School of Agriculture, Food and Wine | 141 | School of Agriculture, Food and Wine | 39.67 | Meeting - shared - CSIRO | 6 | General Facility Space Group | 601 | General Facility - Committee/Conference/Meeting room |  | Good | 5,071.37 | NO
Waite_WT42-Prescott Building_Level Three_302 _ Office - Tech | WT-WT42-03-302 | WT42-03-302-Office - Tech | Waite | WT | WT42 | Prescott Building | 03 | Level Three | 302 | 141 | School of Agriculture, Food and Wine | 141 | School of Agriculture, Food and Wine | 10.97 | Office - Tech | 1 | Office Space Group | 101 | Office - Academic Staff |  | Good | 1,252.14 | NO
Waite_WT42-Prescott Building_Level Three_303 _ Office - Tech Office | WT-WT42-03-303 | WT42-03-303-Office - Tech Office | Waite | WT | WT42 | Prescott Building | 03 | Level Three | 303 | 99002 | Federal - CSIRO | 859 | Infrastructure | 9.83 | Office - Tech Office | 1 | Office Space Group | 100 | Office - Specific type not defined |  | Good | 1,122.01 | NO
Waite_WT42-Prescott Building_Level Three_304 _ Office | WT-WT42-03-304 | WT42-03-304-Office | Waite | WT | WT42 | Prescott Building | 03 | Level Three | 304 | 141 | School of Agriculture, Food and Wine | 141 | School of Agriculture, Food and Wine | 9.85 | Office | 1 | Office Space Group | 101 | Office - Academic Staff |  | Good | 1,124.30 | NO
Waite_WT42-Prescott Building_Level Three_305 _ Office | WT-WT42-03-305 | WT42-03-305-Office | Waite | WT | WT42 | Prescott Building | 03 | Level Three | 305 | 141 | School of Agriculture, Food and Wine | 141 | School of Agriculture, Food and Wine | 9.34 | Office | 1 | Office Space Group | 101 | Office - Academic Staff |  | Good | 1,066.08 | NO
Waite_WT42-Prescott Building_Level Three_306 _ Office | WT-WT42-03-306 | WT42-03-306-Office | Waite | WT | WT42 | Prescott Building | 03 | Level Three | 306 | 141 | School of Agriculture, Food and Wine | 141 | School of Agriculture, Food and Wine | 9.37 | Office | 1 | Office Space Group | 101 | Office - Academic Staff |  | Good | 1,069.51 | NO
Waite_WT42-Prescott Building_Level Three_307 _ Office | WT-WT42-03-307 | WT42-03-307-Office | Waite | WT | WT42 | Prescott Building | 03 | Level Three | 307 | 141 | School of Agriculture, Food and Wine | 141 | School of Agriculture, Food and Wine | 9.37 | Office | 1 | Office Space Group | 101 | Office - Academic Staff |  | Good | 1,069.51 | NO
Waite_WT42-Prescott Building_Level Three_308 _ Office | WT-WT42-03-308 | WT42-03-308-Office | Waite | WT | WT42 | Prescott Building | 03 | Level Three | 308 | 141 | School of Agriculture, Food and Wine | 141 | School of Agriculture, Food and Wine | 9.35 | Office | 1 | Office Space Group | 101 | Office - Academic Staff |  | Good | 1,067.23 | NO
Waite_WT42-Prescott Building_Level Three_309 _ Office | WT-WT42-03-309 | WT42-03-309-Office | Waite | WT | WT42 | Prescott Building | 03 | Level Three | 309 | 141 | School of Agriculture, Food and Wine | 141 | School of Agriculture, Food and Wine | 9.35 | Office | 1 | Office Space Group | 101 | Office - Academic Staff |  | Good | 1,067.23 | NO
Waite_WT42-Prescott Building_Level Three_310 _ Office | WT-WT42-03-310 | WT42-03-310-Office | Waite | WT | WT42 | Prescott Building | 03 | Level Three | 310 | 141 | School of Agriculture, Food and Wine | 141 | School of Agriculture, Food and Wine | 9.37 | Office | 1 | Office Space Group | 101 | Office - Academic Staff |  | Good | 1,069.51 | NO
Waite_WT42-Prescott Building_Level Three_311 _ Office | WT-WT42-03-311 | WT42-03-311-Office | Waite | WT | WT42 | Prescott Building | 03 | Level Three | 311 | 141 | School of Agriculture, Food and Wine | 141 | School of Agriculture, Food and Wine | 9.42 | Office | 1 | Office Space Group | 101 | Office - Academic Staff |  | Good | 1,075.22 | NO
Waite_WT42-Prescott Building_Level Three_312 _ Office | WT-WT42-03-312 | WT42-03-312-Office | Waite | WT | WT42 | Prescott Building | 03 | Level Three | 312 | 141 | School of Agriculture, Food and Wine | 141 | School of Agriculture, Food and Wine | 9.64 | Office | 1 | Office Space Group | 101 | Office - Academic Staff |  | Good | 1,100.33 | NO
Waite_WT42-Prescott Building_Level Three_313 _ Office | WT-WT42-03-313 | WT42-03-313-Office | Waite | WT | WT42 | Prescott Building | 03 | Level Three | 313 | 99002 | Federal - CSIRO | 859 | Infrastructure | 9.94 | Office | 1 | Office Space Group | 100 | Office - Specific type not defined |  | Good | 1,134.57 | NO
Waite_WT42-Prescott Building_Level Three_314 _ Office | WT-WT42-03-314 | WT42-03-314-Office | Waite | WT | WT42 | Prescott Building | 03 | Level Three | 314 | 141 | School of Agriculture, Food and Wine | 141 | School of Agriculture, Food and Wine | 19.94 | Office | 1 | Office Space Group | 101 | Office - Academic Staff |  | Good | 2,275.99 | NO
Waite_WT42-Prescott Building_Level Three_315 _ Office | WT-WT42-03-315 | WT42-03-315-Office | Waite | WT | WT42 | Prescott Building | 03 | Level Three | 315 | 141 | School of Agriculture, Food and Wine | 141 | School of Agriculture, Food and Wine | 19.92 | Office | 1 | Office Space Group | 101 | Office - Academic Staff |  | Good | 2,273.71 | NO
Waite_WT42-Prescott Building_Level Three_316 _ Office | WT-WT42-03-316 | WT42-03-316-Office | Waite | WT | WT42 | Prescott Building | 03 | Level Three | 316 | 99002 | Federal - CSIRO | 859 | Infrastructure | 10.54 | Office | 1 | Office Space Group | 100 | Office - Specific type not defined |  | Good | 1,203.05 | NO
Waite_WT42-Prescott Building_Level Three_317 _ Office | WT-WT42-03-317 | WT42-03-317-Office | Waite | WT | WT42 | Prescott Building | 03 | Level Three | 317 | 99002 | Federal - CSIRO | 859 | Infrastructure | 10.49 | Office | 1 | Office Space Group | 100 | Office - Specific type not defined |  | Good | 1,197.35 | NO
Waite_WT42-Prescott Building_Level Three_318 _ Counting Room Shared | WT-WT42-03-318 | WT42-03-318-Counting Room Shared | Waite | WT | WT42 | Prescott Building | 03 | Level Three | 318 | 99002 | Federal - CSIRO | 859 | Infrastructure | 9.68 | Counting Room Shared | 6 | General Facility Space Group | 600 | General Facility - Specific type not defined |  | Good | 1,237.48 | NO
Waite_WT42-Prescott Building_Level Three_318D _ Stair | WT-WT42-03-318D | WT42-03-318D-Stair | Waite | WT | WT42 | Prescott Building | 03 | Level Three | 318D | 99939 | Unusable Spaces | 99939 | Unusable Spaces | 8.69 | Stair | 8 | Non Useable Floor Area Space Group | 805 | Non-usable - Circulation space |  | Unknown | 0.00 | NO
Waite_WT42-Prescott Building_Level Three_318E _ Stair | WT-WT42-03-318E | WT42-03-318E-Stair | Waite | WT | WT42 | Prescott Building | 03 | Level Three | 318E | 99939 | Unusable Spaces | 99939 | Unusable Spaces | 13.33 | Stair | 8 | Non Useable Floor Area Space Group | 805 | Non-usable - Circulation space |  | Unknown | 0.00 | NO
Waite_WT42-Prescott Building_Level Three_319 _ Laboratory | WT-WT42-03-319 | WT42-03-319-Laboratory | Waite | WT | WT42 | Prescott Building | 03 | Level Three | 319 | 141 | School of Agriculture, Food and Wine | 141 | School of Agriculture, Food and Wine | 37.45 | Laboratory | 3 | Specialist Teaching or Research Space Group | 312 | Laboratory - Research Only |  | Good | 5,685.23 | NO
Waite_WT42-Prescott Building_Level Three_320 _ Laboratory | WT-WT42-03-320 | WT42-03-320-Laboratory | Waite | WT | WT42 | Prescott Building | 03 | Level Three | 320 | 99002 | Federal - CSIRO | 859 | Infrastructure | 26.13 | Laboratory | 3 | Specialist Teaching or Research Space Group | 300 | Laboratory - Specialist teaching and research - type not defined |  | Good | 3,966.76 | NO
Waite_WT42-Prescott Building_Level Three_321 _ Store | WT-WT42-03-321 | WT42-03-321-Store | Waite | WT | WT42 | Prescott Building | 03 | Level Three | 321 | 141 | School of Agriculture, Food and Wine | 141 | School of Agriculture, Food and Wine | 7.59 | Store | 4 | Ancillary Area Space Group | 419 | Ancillary Area - Store Room - Generic |  | Good | 762.38 | NO
Waite_WT42-Prescott Building_Level Three_322 _ Radioisotope Laboratory | WT-WT42-03-322 | WT42-03-322-Radioisotope Laboratory | Waite | WT | WT42 | Prescott Building | 03 | Level Three | 322 | 99002 | Federal - CSIRO | 859 | Infrastructure | 15.33 | Radioisotope Laboratory | 3 | Specialist Teaching or Research Space Group | 300 | Laboratory - Specialist teaching and research - type not defined |  | Good | 2,327.23 | NO
Waite_WT42-Prescott Building_Level Three_322A _ 1/2 Gen Rad iso (RRS) | WT-WT42-03-322A | WT42-03-322A-1/2 Gen Rad iso (RRS) | Waite | WT | WT42 | Prescott Building | 03 | Level Three | 322A | 141 | School of Agriculture, Food and Wine | 141 | School of Agriculture, Food and Wine | 15.59 | 1/2 Gen Rad iso (RRS) | 3 | Specialist Teaching or Research Space Group | 312 | Laboratory - Research Only |  | Good | 2,366.70 | NO
Waite_WT42-Prescott Building_Level Three_323 _ Radios Digest Shared | WT-WT42-03-323 | WT42-03-323-Radios Digest Shared | Waite | WT | WT42 | Prescott Building | 03 | Level Three | 323 | 141 | School of Agriculture, Food and Wine | 141 | School of Agriculture, Food and Wine | 15.59 | Radios Digest Shared | 6 | General Facility Space Group | 600 | General Facility - Specific type not defined |  | Good | 1,993.01 | NO
Waite_WT42-Prescott Building_Level Three_323D _ Corr. | WT-WT42-03-323D | WT42-03-323D-Corr. | Waite | WT | WT42 | Prescott Building | 03 | Level Three | 323D | 99939 | Unusable Spaces | 99939 | Unusable Spaces | 6.41 | Corr. | 8 | Non Useable Floor Area Space Group | 805 | Non-usable - Circulation space |  | Unknown | 0.00 | NO
Waite_WT42-Prescott Building_Level Three_324 _ Lab (RRS) | WT-WT42-03-324 | WT42-03-324-Lab (RRS) | Waite | WT | WT42 | Prescott Building | 03 | Level Three | 324 | 141 | School of Agriculture, Food and Wine | 141 | School of Agriculture, Food and Wine | 84.75 | Lab (RRS) | 3 | Specialist Teaching or Research Space Group | 312 | Laboratory - Research Only |  | Good | 12,865.78 | NO
Waite_WT42-Prescott Building_Level Three_325 _ Office | WT-WT42-03-325 | WT42-03-325-Office | Waite | WT | WT42 | Prescott Building | 03 | Level Three | 325 | 141 | School of Agriculture, Food and Wine | 141 | School of Agriculture, Food and Wine | 28.88 | Office | 1 | Office Space Group | 101 | Office - Academic Staff |  | Good | 3,296.42 | NO
Waite_WT42-Prescott Building_Level Three_326 _ Computer Room | WT-WT42-03-326 | WT42-03-326-Computer Room | Waite | WT | WT42 | Prescott Building | 03 | Level Three | 326 | 141 | School of Agriculture, Food and Wine | 141 | School of Agriculture, Food and Wine | 14.72 | Computer Room | 3 | Specialist Teaching or Research Space Group | 310 | Laboratory - Computing - Open Access |  | Good | 2,234.62 | NO
Waite_WT42-Prescott Building_Level Three_327 _ Office | WT-WT42-03-327 | WT42-03-327-Office | Waite | WT | WT42 | Prescott Building | 03 | Level Three | 327 | 141 | School of Agriculture, Food and Wine | 141 | School of Agriculture, Food and Wine | 25.76 | Office | 1 | Office Space Group | 100 | Office - Specific type not defined |  | Good | 2,940.29 | NO
Waite_WT42-Prescott Building_Level Three_328 _ Office | WT-WT42-03-328 | WT42-03-328-Office | Waite | WT | WT42 | Prescott Building | 03 | Level Three | 328 | 141 | School of Agriculture, Food and Wine | 141 | School of Agriculture, Food and Wine | 21.95 | Office | 1 | Office Space Group | 101 | Office - Academic Staff |  | Good | 2,505.41 | NO
Waite_WT42-Prescott Building_Level Three_329 _ Laboratory | WT-WT42-03-329 | WT42-03-329-Laboratory | Waite | WT | WT42 | Prescott Building | 03 | Level Three | 329 | 141 | School of Agriculture, Food and Wine | 141 | School of Agriculture, Food and Wine | 82.23 | Laboratory | 3 | Specialist Teaching or Research Space Group | 312 | Laboratory - Research Only |  | Good | 12,483.22 | NO
Waite_WT42-Prescott Building_Level Three_330 _ XRD Laboratory | WT-WT42-03-330 | WT42-03-330-XRD Laboratory | Waite | WT | WT42 | Prescott Building | 03 | Level Three | 330 | 141 | School of Agriculture, Food and Wine | 141 | School of Agriculture, Food and Wine | 15.77 | XRD Laboratory | 3 | Specialist Teaching or Research Space Group | 312 | Laboratory - Research Only |  | Good | 2,394.02 | NO
Waite_WT42-Prescott Building_Level Three_331 _ Incubator Room | WT-WT42-03-331 | WT42-03-331-Incubator Room | Waite | WT | WT42 | Prescott Building | 03 | Level Three | 331 | 141 | School of Agriculture, Food and Wine | 141 | School of Agriculture, Food and Wine | 11.26 | Incubator Room | 3 | Specialist Teaching or Research Space Group | 312 | Laboratory - Research Only |  | Good | 1,709.37 | NO
Waite_WT42-Prescott Building_Level Three_332 _ Laboratory | WT-WT42-03-332 | WT42-03-332-Laboratory | Waite | WT | WT42 | Prescott Building | 03 | Level Three | 332 | 141 | School of Agriculture, Food and Wine | 141 | School of Agriculture, Food and Wine | 55.26 | Laboratory | 3 | Specialist Teaching or Research Space Group | 312 | Laboratory - Research Only |  | Good | 8,388.94 | NO
Waite_WT42-Prescott Building_Level Three_333 _ Laboratory | WT-WT42-03-333 | WT42-03-333-Laboratory | Waite | WT | WT42 | Prescott Building | 03 | Level Three | 333 | 141 | School of Agriculture, Food and Wine | 141 | School of Agriculture, Food and Wine | 12.2 | Laboratory | 3 | Specialist Teaching or Research Space Group | 312 | Laboratory - Research Only |  | Good | 1,852.07 | NO
Waite_WT42-Prescott Building_Level Three_334 _ Laboratory | WT-WT42-03-334 | WT42-03-334-Laboratory | Waite | WT | WT42 | Prescott Building | 03 | Level Three | 334 | 141 | School of Agriculture, Food and Wine | 141 | School of Agriculture, Food and Wine | 27.46 | Laboratory | 3 | Specialist Teaching or Research Space Group | 312 | Laboratory - Research Only |  | Good | 4,168.66 | NO
Waite_WT42-Prescott Building_Level Three_335 _ Centrifuge | WT-WT42-03-335 | WT42-03-335-Centrifuge | Waite | WT | WT42 | Prescott Building | 03 | Level Three | 335 | 141 | School of Agriculture, Food and Wine | 141 | School of Agriculture, Food and Wine | 16.9 | Centrifuge | 3 | Specialist Teaching or Research Space Group | 312 | Laboratory - Research Only |  | Good | 2,565.57 | NO
Waite_WT42-Prescott Building_Level Three_C24A _ Laboratory | WT-WT42-03-C24A | WT42-03-C24A-Laboratory | Waite | WT | WT42 | Prescott Building | 03 | Level Three | C24A | 141 | School of Agriculture, Food and Wine | 141 | School of Agriculture, Food and Wine | 10.71 | Laboratory | 3 | Specialist Teaching or Research Space Group | 312 | Laboratory - Research Only |  | Good | 1,625.87 | NO
Waite_WT42-Prescott Building_Level Three_C24B _ Entrance | WT-WT42-03-C24B | WT42-03-C24B-Entrance | Waite | WT | WT42 | Prescott Building | 03 | Level Three | C24B | 141 | School of Agriculture, Food and Wine | 141 | School of Agriculture, Food and Wine | 8.02 | Entrance | 8 | Non Useable Floor Area Space Group | 805 | Non-usable - Circulation space |  | Good | 0.00 | NO
Waite_WT42-Prescott Building_Level Three_C6 _ Freezer (RRS) Shared | WT-WT42-03-C6 | WT42-03-C6-Freezer (RRS) Shared | Waite | WT | WT42 | Prescott Building | 03 | Level Three | C6 | 141 | School of Agriculture, Food and Wine | 141 | School of Agriculture, Food and Wine | 6.54 | Freezer (RRS) Shared | 4 | Ancillary Area Space Group | 405 | Ancillary Area - Constant Temperature/ Freezer/Cold/Warm Rooms |  | Good | 656.91 | NO
Waite_WT42-Prescott Building_Level Three_C7 _ Cool Room (RRS) Share | WT-WT42-03-C7 | WT42-03-C7-Cool Room (RRS) Share | Waite | WT | WT42 | Prescott Building | 03 | Level Three | C7 | 141 | School of Agriculture, Food and Wine | 141 | School of Agriculture, Food and Wine | 16.91 | Cool Room (RRS) Share | 4 | Ancillary Area Space Group | 405 | Ancillary Area - Constant Temperature/ Freezer/Cold/Warm Rooms |  | Good | 1,698.52 | NO
Waite_WT42-Prescott Building_Level Three_C9 _ Corr. | WT-WT42-03-C9 | WT42-03-C9-Corr. | Waite | WT | WT42 | Prescott Building | 03 | Level Three | C9 | 99939 | Unusable Spaces | 99939 | Unusable Spaces | 182.97 | Corr. | 8 | Non Useable Floor Area Space Group | 805 | Non-usable - Circulation space |  | Unknown | 0.00 | NO
Waite_WT42-Prescott Building_Level Three_C9A _ | WT-WT42-03-C9A | WT42-03-C9A- | Waite | WT | WT42 | Prescott Building | 03 | Level Three | C9A | 99939 | Unusable Spaces | 99939 | Unusable Spaces | 0.66 |  | 8 | Non Useable Floor Area Space Group | 840 | Non-usable - Service riser |  | Unknown |  | NO
Waite_WT42-Prescott Building_Level Three_C9B _ | WT-WT42-03-C9B | WT42-03-C9B- | Waite | WT | WT42 | Prescott Building | 03 | Level Three | C9B | 99939 | Unusable Spaces | 99939 | Unusable Spaces | 0.68 |  | 8 | Non Useable Floor Area Space Group | 840 | Non-usable - Service riser |  | Unknown |  | NO
Waite_WT42-Prescott Building_Level Three_C9G _ Stair | WT-WT42-03-C9G | WT42-03-C9G-Stair | Waite | WT | WT42 | Prescott Building | 03 | Level Three | C9G | 99939 | Unusable Spaces | 99939 | Unusable Spaces | 13.04 | Stair | 8 | Non Useable Floor Area Space Group | 805 | Non-usable - Circulation space |  | Unknown | 0.00 | NO
Waite_WT42-Prescott Building_Level Three_C9L _ Stair | WT-WT42-03-C9L | WT42-03-C9L-Stair | Waite | WT | WT42 | Prescott Building | 03 | Level Three | C9L | 99939 | Unusable Spaces | 99939 | Unusable Spaces | 8.1 | Stair | 8 | Non Useable Floor Area Space Group | 805 | Non-usable - Circulation space |  | Unknown | 0.00 | NO
Waite_WT42-Prescott Building_Level Three_C9M _ Lift | WT-WT42-03-C9M | WT42-03-C9M-Lift | Waite | WT | WT42 | Prescott Building | 03 | Level Three | C9M | 99939 | Unusable Spaces | 99939 | Unusable Spaces | 5.21 | Lift | 8 | Non Useable Floor Area Space Group | 838 | Non-usable - Lift |  | Unknown | 0.00 | NO
Waite_WT42-Prescott Building_Level Three_GW13A _ First Aid | WT-WT42-03-GW13A | WT42-03-GW13A-First Aid | Waite | WT | WT42 | Prescott Building | 03 | Level Three | GW13A | 141 | School of Agriculture, Food and Wine | 141 | School of Agriculture, Food and Wine | 4.8 | First Aid | 6 | General Facility Space Group | 621 | General Facility - Sick Bay |  | Good | 613.63 | NO
Waite_WT42-Prescott Building_Level Three_GW13B _ Tea Point | WT-WT42-03-GW13B | WT42-03-GW13B-Tea Point | Waite | WT | WT42 | Prescott Building | 03 | Level Three | GW13B | 141 | School of Agriculture, Food and Wine | 141 | School of Agriculture, Food and Wine | 2.86 | Tea Point | 6 | General Facility Space Group | 608 | General Facility - Kitchen/Servery/Food Storage |  | Good | 365.62 | NO
Waite_WT42-Prescott Building_Level Three_GW13D _ VSR | WT-WT42-03-GW13D | WT42-03-GW13D-VSR | Waite | WT | WT42 | Prescott Building | 03 | Level Three | GW13D | 99939 | Unusable Spaces | 99939 | Unusable Spaces | 9.17 | VSR | 8 | Non Useable Floor Area Space Group | 840 | Non-usable - Service riser |  | Unknown | 0.00 | NO
Waite_WT42-Prescott Building_Level Three_GW25A _ Lobby | WT-WT42-03-GW25A | WT42-03-GW25A-Lobby | Waite | WT | WT42 | Prescott Building | 03 | Level Three | GW25A | 141 | School of Agriculture, Food and Wine | 141 | School of Agriculture, Food and Wine | 4.72 | Lobby | 8 | Non Useable Floor Area Space Group | 805 | Non-usable - Circulation space |  | Good | 0.00 | NO
Waite_WT42-Prescott Building_Level Three_GW27 _ WC | WT-WT42-03-GW27 | WT42-03-GW27-WC | Waite | WT | WT42 | Prescott Building | 03 | Level Three | GW27 | 99939 | Unusable Spaces | 99939 | Unusable Spaces | 33.37 | WC | 8 | Non Useable Floor Area Space Group | 835 | Non-usable - Toilets/Amenities - Other |  | Unknown | 0.00 | NO
Waite_WT43-Plant Research Centre_Level One_1.07 _ Cleaners | WT-WT43-01-1.07 | WT43-01-1.07-Cleaners | Waite | WT | WT43 | Plant Research Centre | 01 | Level One | 1.07 | 99939 | Unusable Spaces | 99939 | Unusable Spaces | 13.46 | Cleaners | 8 | Non Useable Floor Area Space Group | 806 | Non-usable - Cleaners room |  | Unknown | 0.00 | NO
Waite_WT43-Plant Research Centre_Level One_1.14A _ Work / Propagation | WT-WT43-01-1.14A | WT43-01-1.14A-Work / Propagation | Waite | WT | WT43 | Plant Research Centre | 01 | Level One | 1.14A | 141 | School of Agriculture, Food and Wine | 141 | School of Agriculture, Food and Wine | 38.92 | Work / Propagation | 6 | General Facility Space Group | 600 | General Facility - Specific type not defined |  | Good | 4,975.49 | NO
Waite_WT43-Plant Research Centre_Level One_1.200 _ Instrument Room | WT-WT43-01-1.200 | WT43-01-1.200-Instrument Room | Waite | WT | WT43 | Plant Research Centre | 01 | Level One | 1.200 | 141 | School of Agriculture, Food and Wine | 141 | School of Agriculture, Food and Wine | 19.16 | Instrument Room | 4 | Ancillary Area Space Group | 402 | Ancillary Area - Instrument Room |  | Good | 1,924.52 | NO
Waite_WT43-Plant Research Centre_Level One_1.201 _ Office | WT-WT43-01-1.201 | WT43-01-1.201-Office | Waite | WT | WT43 | Plant Research Centre | 01 | Level One | 1.201 | 141 | School of Agriculture, Food and Wine | 141 | School of Agriculture, Food and Wine | 9.5 | Office | 1 | Office Space Group | 101 | Office - Academic Staff |  | Good | 1,084.35 | NO
Waite_WT43-Plant Research Centre_Level One_1.201A _ Office - Open Plan | WT-WT43-01-1.201A | WT43-01-1.201A-Office - Open Plan | Waite | WT | WT43 | Plant Research Centre | 01 | Level One | 1.201A | 141 | School of Agriculture, Food and Wine | 141 | School of Agriculture, Food and Wine | 60.42 | Office - Open Plan | 1 | Office Space Group | 112 | Open Plan - Academic Staff |  | Good | 6,896.45 | NO
Waite_WT43-Plant Research Centre_Level One_1.201B _ Office - Open Plan | WT-WT43-01-1.201B | WT43-01-1.201B-Office - Open Plan | Waite | WT | WT43 | Plant Research Centre | 01 | Level One | 1.201B | 141 | School of Agriculture, Food and Wine | 141 | School of Agriculture, Food and Wine | 33.14 | Office - Open Plan | 1 | Office Space Group | 112 | Open Plan - Academic Staff |  | Good | 3,782.66 | NO
Waite_WT43-Plant Research Centre_Level One_1.201C _ Equipment Room | WT-WT43-01-1.201C | WT43-01-1.201C-Equipment Room | Waite | WT | WT43 | Plant Research Centre | 01 | Level One | 1.201C | 141 | School of Agriculture, Food and Wine | 141 | School of Agriculture, Food and Wine | 19.76 | Equipment Room | 4 | Ancillary Area Space Group | 401 | Ancillary Area - Laboratory Service and Preparation |  | Good | 1,984.79 | NO
Waite_WT43-Plant Research Centre_Level One_1.202 _ Office | WT-WT43-01-1.202 | WT43-01-1.202-Office | Waite | WT | WT43 | Plant Research Centre | 01 | Level One | 1.202 | 141 | School of Agriculture, Food and Wine | 141 | School of Agriculture, Food and Wine | 11.85 | Office | 1 | Office Space Group | 101 | Office - Academic Staff |  | Good | 1,352.58 | NO
Waite_WT43-Plant Research Centre_Level One_1.203 _ Office | WT-WT43-01-1.203 | WT43-01-1.203-Office | Waite | WT | WT43 | Plant Research Centre | 01 | Level One | 1.203 | 141 | School of Agriculture, Food and Wine | 141 | School of Agriculture, Food and Wine | 12.86 | Office | 1 | Office Space Group | 101 | Office - Academic Staff |  | Good | 1,467.86 | NO
Waite_WT43-Plant Research Centre_Level One_1.217B _ Store | WT-WT43-01-1.217B | WT43-01-1.217B-Store | Waite | WT | WT43 | Plant Research Centre | 01 | Level One | 1.217B | 141 | School of Agriculture, Food and Wine | 141 | School of Agriculture, Food and Wine | 5.03 | Store | 4 | Ancillary Area Space Group | 419 | Ancillary Area - Store Room - Generic |  | Good | 505.24 | NO
Waite_WT43-Plant Research Centre_Level One_1.251 _ Corr | WT-WT43-01-1.251 | WT43-01-1.251-Corr | Waite | WT | WT43 | Plant Research Centre | 01 | Level One | 1.251 | 99939 | Unusable Spaces | 99939 | Unusable Spaces | 57.93 | Corr | 8 | Non Useable Floor Area Space Group | 805 | Non-usable - Circulation space |  | Unknown | 0.00 | NO
Waite_WT43-Plant Research Centre_Level One_1.251A _ Store | WT-WT43-01-1.251A | WT43-01-1.251A-Store | Waite | WT | WT43 | Plant Research Centre | 01 | Level One | 1.251A | 141 | School of Agriculture, Food and Wine | 141 | School of Agriculture, Food and Wine | 2.16 | Store | 4 | Ancillary Area Space Group | 419 | Ancillary Area - Store Room - Generic |  | Good | 216.96 | NO
Waite_WT43-Plant Research Centre_Level One_1.251B _ Corr. | WT-WT43-01-1.251B | WT43-01-1.251B-Corr. | Waite | WT | WT43 | Plant Research Centre | 01 | Level One | 1.251B | 141 | School of Agriculture, Food and Wine | 141 | School of Agriculture, Food and Wine | 1.79 | Corr. | 8 | Non Useable Floor Area Space Group | 805 | Non-usable - Circulation space |  | Good | 0.00 | NO
Waite_WT43-Plant Research Centre_Level One_1.30 _ Dirty / Prep'n | WT-WT43-01-1.30 | WT43-01-1.30-Dirty / Prep'n | Waite | WT | WT43 | Plant Research Centre | 01 | Level One | 1.30 | 99990 | Research Relationship | 859 | Infrastructure | 22.59 | Dirty / Prep'n | 4 | Ancillary Area Space Group | 419 | Ancillary Area - Store Room - Generic |  | Good | 2,269.05 | NO
Waite_WT43-Plant Research Centre_Level One_1.30A _ Kitchen / Prep'n | WT-WT43-01-1.30A | WT43-01-1.30A-Kitchen / Prep'n | Waite | WT | WT43 | Plant Research Centre | 01 | Level One | 1.30A | 141 | School of Agriculture, Food and Wine | 141 | School of Agriculture, Food and Wine | 34.48 | Kitchen / Prep'n | 4 | Ancillary Area Space Group | 419 | Ancillary Area - Store Room - Generic |  | Good | 3,463.34 | NO
Waite_WT43-Plant Research Centre_Level One_1.39A _ Seed Cleaning (UofA portion) | WT-WT43-01-1.39A | WT43-01-1.39A-Seed Cleaning (UofA portion) | Waite | WT | WT43 | Plant Research Centre | 01 | Level One | 1.39A | 141 | School of Agriculture, Food and Wine | 141 | School of Agriculture, Food and Wine | 118.16 | Seed Cleaning (UofA portion) | 6 | General Facility Space Group | 600 | General Facility - Specific type not defined |  | Good | 15,105.44 | NO
Waite_WT43-Plant Research Centre_Level One_1.39C _ Mills | WT-WT43-01-1.39C | WT43-01-1.39C-Mills | Waite | WT | WT43 | Plant Research Centre | 01 | Level One | 1.39C | 141 | School of Agriculture, Food and Wine | 141 | School of Agriculture, Food and Wine | 11.34 | Mills | 4 | Ancillary Area Space Group | 419 | Ancillary Area - Store Room - Generic |  | Good | 1,139.04 | NO
Waite_WT43-Plant Research Centre_Level One_1.40 _ Mills | WT-WT43-01-1.40 | WT43-01-1.40-Mills | Waite | WT | WT43 | Plant Research Centre | 01 | Level One | 1.40 | 141 | School of Agriculture, Food and Wine | 141 | School of Agriculture, Food and Wine | 8.57 | Mills | 4 | Ancillary Area Space Group | 419 | Ancillary Area - Store Room - Generic |  | Good | 860.81 | NO
Waite_WT43-Plant Research Centre_Level One_1.76 _ Sensory Laboratory | WT-WT43-01-1.76 | WT43-01-1.76-Sensory Laboratory | Waite | WT | WT43 | Plant Research Centre | 01 | Level One | 1.76 | 141 | School of Agriculture, Food and Wine | 141 | School of Agriculture, Food and Wine | 45.61 | Sensory Laboratory | 3 | Specialist Teaching or Research Space Group | 300 | Laboratory - Specialist teaching and research - type not defined |  | Good | 6,923.99 | NO
Waite_WT43-Plant Research Centre_Level One_1.77 _ Root Washing/Misting | WT-WT43-01-1.77 | WT43-01-1.77-Root Washing/Misting | Waite | WT | WT43 | Plant Research Centre | 01 | Level One | 1.77 | 141 | School of Agriculture, Food and Wine | 141 | School of Agriculture, Food and Wine | 31.24 | Root Washing/Misting | 6 | General Facility Space Group | 600 | General Facility - Specific type not defined |  | Good | 3,993.69 | NO
Waite_WT43-Plant Research Centre_Level One_1.78 _ Tasting Booths | WT-WT43-01-1.78 | WT43-01-1.78-Tasting Booths | Waite | WT | WT43 | Plant Research Centre | 01 | Level One | 1.78 | 141 | School of Agriculture, Food and Wine | 141 | School of Agriculture, Food and Wine | 7.5 | Tasting Booths | 3 | Specialist Teaching or Research Space Group | 300 | Laboratory - Specialist teaching and research - type not defined |  | Good | 1,138.56 | NO
Waite_WT43-Plant Research Centre_Level One_1.78A _ Entrance | WT-WT43-01-1.78A | WT43-01-1.78A-Entrance | Waite | WT | WT43 | Plant Research Centre | 01 | Level One | 1.78A | 99939 | Unusable Spaces | 99939 | Unusable Spaces | 0.75 | Entrance | 8 | Non Useable Floor Area Space Group | 805 | Non-usable - Circulation space |  | Unknown | 0.00 | NO
Waite_WT43-Plant Research Centre_Level One_1.78B _ Wine Store | WT-WT43-01-1.78B | WT43-01-1.78B-Wine Store | Waite | WT | WT43 | Plant Research Centre | 01 | Level One | 1.78B | 141 | School of Agriculture, Food and Wine | 141 | School of Agriculture, Food and Wine | 1.68 | Wine Store | 4 | Ancillary Area Space Group | 419 | Ancillary Area - Store Room - Generic |  | Good | 168.75 | NO
Waite_WT43-Plant Research Centre_Level One_1.78C _ Store | WT-WT43-01-1.78C | WT43-01-1.78C-Store | Waite | WT | WT43 | Plant Research Centre | 01 | Level One | 1.78C | 141 | School of Agriculture, Food and Wine | 141 | School of Agriculture, Food and Wine | 9.96 | Store | 4 | Ancillary Area Space Group | 419 | Ancillary Area - Store Room - Generic |  | Good | 1,000.43 | NO
Waite_WT43-Plant Research Centre_Level One_1.79 _ Office | WT-WT43-01-1.79 | WT43-01-1.79-Office | Waite | WT | WT43 | Plant Research Centre | 01 | Level One | 1.79 | 141 | School of Agriculture, Food and Wine | 141 | School of Agriculture, Food and Wine | 14.3 | Office | 1 | Office Space Group | 101 | Office - Academic Staff |  | Good | 1,632.23 | NO
Waite_WT43-Plant Research Centre_Level One_1.80 _ Wine Store | WT-WT43-01-1.80 | WT43-01-1.80-Wine Store | Waite | WT | WT43 | Plant Research Centre | 01 | Level One | 1.80 | 141 | School of Agriculture, Food and Wine | 141 | School of Agriculture, Food and Wine | 6.75 | Wine Store | 4 | Ancillary Area Space Group | 419 | Ancillary Area - Store Room - Generic |  | Good | 678.00 | NO
Waite_WT43-Plant Research Centre_Level One_1.81 _ HVO Store | WT-WT43-01-1.81 | WT43-01-1.81-HVO Store | Waite | WT | WT43 | Plant Research Centre | 01 | Level One | 1.81 | 141 | School of Agriculture, Food and Wine | 141 | School of Agriculture, Food and Wine | 4.19 | HVO Store | 4 | Ancillary Area Space Group | 419 | Ancillary Area - Store Room - Generic |  | Good | 420.86 | NO
Waite_WT43-Plant Research Centre_Level One_1.82 _ Meeting | WT-WT43-01-1.82 | WT43-01-1.82-Meeting | Waite | WT | WT43 | Plant Research Centre | 01 | Level One | 1.82 | 141 | School of Agriculture, Food and Wine | 141 | School of Agriculture, Food and Wine | 31.03 | Meeting | 6 | General Facility Space Group | 601 | General Facility - Committee/Conference/Meeting room |  | Good | 3,966.84 | NO
Waite_WT43-Plant Research Centre_Level One_1.83 _ HVO Admin. Clerical | WT-WT43-01-1.83 | WT43-01-1.83-HVO Admin. Clerical | Waite | WT | WT43 | Plant Research Centre | 01 | Level One | 1.83 | 141 | School of Agriculture, Food and Wine | 141 | School of Agriculture, Food and Wine | 29 | HVO Admin. Clerical | 4 | Ancillary Area Space Group | 401 | Ancillary Area - Laboratory Service and Preparation |  | Good | 2,912.90 | NO
Waite_WT43-Plant Research Centre_Level One_1.83A _ HVO Admin. Clerical | WT-WT43-01-1.83A | WT43-01-1.83A-HVO Admin. Clerical | Waite | WT | WT43 | Plant Research Centre | 01 | Level One | 1.83A | 141 | School of Agriculture, Food and Wine | 141 | School of Agriculture, Food and Wine | 8.63 | HVO Admin. Clerical | 4 | Ancillary Area Space Group | 401 | Ancillary Area - Laboratory Service and Preparation |  | Good | 866.84 | NO
Waite_WT43-Plant Research Centre_Level One_1.84 _ Office | WT-WT43-01-1.84 | WT43-01-1.84-Office | Waite | WT | WT43 | Plant Research Centre | 01 | Level One | 1.84 | 141 | School of Agriculture, Food and Wine | 141 | School of Agriculture, Food and Wine | 10.23 | Office | 1 | Office Space Group | 101 | Office - Academic Staff |  | Good | 1,167.67 | NO
Waite_WT43-Plant Research Centre_Level One_1.85 _ Office | WT-WT43-01-1.85 | WT43-01-1.85-Office | Waite | WT | WT43 | Plant Research Centre | 01 | Level One | 1.85 | 141 | School of Agriculture, Food and Wine | 141 | School of Agriculture, Food and Wine | 12.16 | Office | 1 | Office Space Group | 101 | Office - Academic Staff |  | Good | 1,387.96 | NO
Waite_WT43-Plant Research Centre_Level One_1.85A _ Office - Open Plan | WT-WT43-01-1.85A | WT43-01-1.85A-Office - Open Plan | Waite | WT | WT43 | Plant Research Centre | 01 | Level One | 1.85A | 141 | School of Agriculture, Food and Wine | 141 | School of Agriculture, Food and Wine | 53 | Office - Open Plan | 1 | Office Space Group | 112 | Open Plan - Academic Staff |  | Good | 6,049.52 | NO
Waite_WT43-Plant Research Centre_Level One_1.85B _ Office - Open Plan | WT-WT43-01-1.85B | WT43-01-1.85B-Office - Open Plan | Waite | WT | WT43 | Plant Research Centre | 01 | Level One | 1.85B | 141 | School of Agriculture, Food and Wine | 141 | School of Agriculture, Food and Wine | 31.66 | Office - Open Plan | 1 | Office Space Group | 112 | Open Plan - Academic Staff |  | Good | 3,613.73 | NO
Waite_WT43-Plant Research Centre_Level One_1.85C _ Corr | WT-WT43-01-1.85C | WT43-01-1.85C-Corr | Waite | WT | WT43 | Plant Research Centre | 01 | Level One | 1.85C | 99939 | Unusable Spaces | 99939 | Unusable Spaces | 29.03 | Corr | 8 | Non Useable Floor Area Space Group | 805 | Non-usable - Circulation space |  | Unknown | 0.00 | NO
Waite_WT43-Plant Research Centre_Level One_1.86 _ Office | WT-WT43-01-1.86 | WT43-01-1.86-Office | Waite | WT | WT43 | Plant Research Centre | 01 | Level One | 1.86 | 141 | School of Agriculture, Food and Wine | 141 | School of Agriculture, Food and Wine | 15.3 | Office | 1 | Office Space Group | 101 | Office - Academic Staff |  | Good | 1,746.37 | NO
Waite_WT43-Plant Research Centre_Level One_1.86A _ Office - Open Plan | WT-WT43-01-1.86A | WT43-01-1.86A-Office - Open Plan | Waite | WT | WT43 | Plant Research Centre | 01 | Level One | 1.86A | 141 | School of Agriculture, Food and Wine | 141 | School of Agriculture, Food and Wine | 69.45 | Office - Open Plan | 1 | Office Space Group | 112 | Open Plan - Academic Staff |  | Good | 7,927.15 | NO
Waite_WT43-Plant Research Centre_Level One_1.87 _ Office | WT-WT43-01-1.87 | WT43-01-1.87-Office | Waite | WT | WT43 | Plant Research Centre | 01 | Level One | 1.87 | 141 | School of Agriculture, Food and Wine | 141 | School of Agriculture, Food and Wine | 11.01 | Office | 1 | Office Space Group | 101 | Office - Academic Staff |  | Good | 1,256.70 | NO
Waite_WT43-Plant Research Centre_Level One_1.88 _ Office | WT-WT43-01-1.88 | WT43-01-1.88-Office | Waite | WT | WT43 | Plant Research Centre | 01 | Level One | 1.88 | 141 | School of Agriculture, Food and Wine | 141 | School of Agriculture, Food and Wine | 13.73 | Office | 1 | Office Space Group | 101 | Office - Academic Staff |  | Good | 1,567.17 | NO
Waite_WT43-Plant Research Centre_Level One_1.89 _ Laboratory Manager | WT-WT43-01-1.89 | WT43-01-1.89-Laboratory Manager | Waite | WT | WT43 | Plant Research Centre | 01 | Level One | 1.89 | 141 | School of Agriculture, Food and Wine | 141 | School of Agriculture, Food and Wine | 14.32 | Laboratory Manager | 4 | Ancillary Area Space Group | 419 | Ancillary Area - Store Room - Generic |  | Good | 1,438.37 | NO
Waite_WT43-Plant Research Centre_Level One_1.90 _ Centrifuge | WT-WT43-01-1.90 | WT43-01-1.90-Centrifuge | Waite | WT | WT43 | Plant Research Centre | 01 | Level One | 1.90 | 141 | School of Agriculture, Food and Wine | 141 | School of Agriculture, Food and Wine | 13.42 | Centrifuge | 4 | Ancillary Area Space Group | 401 | Ancillary Area - Laboratory Service and Preparation |  | Good | 1,347.97 | NO
Waite_WT43-Plant Research Centre_Level One_1.91 _ Chemistry (RRS) | WT-WT43-01-1.91 | WT43-01-1.91-Chemistry (RRS) | Waite | WT | WT43 | Plant Research Centre | 01 | Level One | 1.91 | 141 | School of Agriculture, Food and Wine | 141 | School of Agriculture, Food and Wine | 50.07 | Chemistry (RRS) | 3 | Specialist Teaching or Research Space Group | 312 | Laboratory - Research Only |  | Good | 7,601.06 | NO
Waite_WT43-Plant Research Centre_Level One_1.91A _ Corr. | WT-WT43-01-1.91A | WT43-01-1.91A-Corr. | Waite | WT | WT43 | Plant Research Centre | 01 | Level One | 1.91A | 99939 | Unusable Spaces | 99939 | Unusable Spaces | 1.98 | Corr. | 8 | Non Useable Floor Area Space Group | 805 | Non-usable - Circulation space |  | Good | 0.00 | NO
Waite_WT43-Plant Research Centre_Level One_1.91B _ Store | WT-WT43-01-1.91B | WT43-01-1.91B-Store | Waite | WT | WT43 | Plant Research Centre | 01 | Level One | 1.91B | 141 | School of Agriculture, Food and Wine | 141 | School of Agriculture, Food and Wine | 1.42 | Store | 4 | Ancillary Area Space Group | 419 | Ancillary Area - Store Room - Generic |  | Good | 142.63 | NO
Waite_WT43-Plant Research Centre_Level One_1.92 _ Store | WT-WT43-01-1.92 | WT43-01-1.92-Store | Waite | WT | WT43 | Plant Research Centre | 01 | Level One | 1.92 | 141 | School of Agriculture, Food and Wine | 141 | School of Agriculture, Food and Wine | 9.4 | Store | 4 | Ancillary Area Space Group | 419 | Ancillary Area - Store Room - Generic |  | Good | 944.18 | NO
Waite_WT43-Plant Research Centre_Level One_1.93 _ Wine Tech. (RRS) | WT-WT43-01-1.93 | WT43-01-1.93-Wine Tech. (RRS) | Waite | WT | WT43 | Plant Research Centre | 01 | Level One | 1.93 | 141 | School of Agriculture, Food and Wine | 141 | School of Agriculture, Food and Wine | 50.12 | Wine Tech. (RRS) | 3 | Specialist Teaching or Research Space Group | 312 | Laboratory - Research Only |  | Good | 7,608.65 | NO
Waite_WT43-Plant Research Centre_Level One_1.93A _ Corr. | WT-WT43-01-1.93A | WT43-01-1.93A-Corr. | Waite | WT | WT43 | Plant Research Centre | 01 | Level One | 1.93A | 99939 | Unusable Spaces | 99939 | Unusable Spaces | 1.95 | Corr. | 8 | Non Useable Floor Area Space Group | 805 | Non-usable - Circulation space |  | Good | 0.00 | NO
Waite_WT43-Plant Research Centre_Level One_1.93B _ Store | WT-WT43-01-1.93B | WT43-01-1.93B-Store | Waite | WT | WT43 | Plant Research Centre | 01 | Level One | 1.93B | 141 | School of Agriculture, Food and Wine | 141 | School of Agriculture, Food and Wine | 1.45 | Store | 4 | Ancillary Area Space Group | 419 | Ancillary Area - Store Room - Generic |  | Good | 145.64 | NO
Waite_WT43-Plant Research Centre_Level One_1.94 _ Store | WT-WT43-01-1.94 | WT43-01-1.94-Store | Waite | WT | WT43 | Plant Research Centre | 01 | Level One | 1.94 | 141 | School of Agriculture, Food and Wine | 141 | School of Agriculture, Food and Wine | 7.14 | Store | 4 | Ancillary Area Space Group | 419 | Ancillary Area - Store Room - Generic |  | Good | 717.18 | NO
Waite_WT43-Plant Research Centre_Level One_1.95 _ Wash Up | WT-WT43-01-1.95 | WT43-01-1.95-Wash Up | Waite | WT | WT43 | Plant Research Centre | 01 | Level One | 1.95 | 141 | School of Agriculture, Food and Wine | 141 | School of Agriculture, Food and Wine | 9.51 | Wash Up | 4 | Ancillary Area Space Group | 401 | Ancillary Area - Laboratory Service and Preparation |  | Good | 955.23 | NO
Waite_WT43-Plant Research Centre_Level One_1.96 _ G.P. Horticult (RRS) | WT-WT43-01-1.96 | WT43-01-1.96-G.P. Horticult (RRS) | Waite | WT | WT43 | Plant Research Centre | 01 | Level One | 1.96 | 141 | School of Agriculture, Food and Wine | 141 | School of Agriculture, Food and Wine | 50.09 | G.P. Horticult (RRS) | 3 | Specialist Teaching or Research Space Group | 312 | Laboratory - Research Only |  | Good | 7,604.09 | NO
Waite_WT43-Plant Research Centre_Level One_1.96A _ Corr. | WT-WT43-01-1.96A | WT43-01-1.96A-Corr. | Waite | WT | WT43 | Plant Research Centre | 01 | Level One | 1.96A | 99939 | Unusable Spaces | 99939 | Unusable Spaces | 3.1 | Corr. | 8 | Non Useable Floor Area Space Group | 805 | Non-usable - Circulation space |  | Good | 0.00 | NO
Waite_WT43-Plant Research Centre_Level One_1.97 _ Store | WT-WT43-01-1.97 | WT43-01-1.97-Store | Waite | WT | WT43 | Plant Research Centre | 01 | Level One | 1.97 | 141 | School of Agriculture, Food and Wine | 141 | School of Agriculture, Food and Wine | 7.35 | Store | 4 | Ancillary Area Space Group | 419 | Ancillary Area - Store Room - Generic |  | Good | 738.27 | NO
Waite_WT43-Plant Research Centre_Level One_1.98 _ G.P Viticulture(RRS) | WT-WT43-01-1.98 | WT43-01-1.98-G.P Viticulture(RRS) | Waite | WT | WT43 | Plant Research Centre | 01 | Level One | 1.98 | 141 | School of Agriculture, Food and Wine | 141 | School of Agriculture, Food and Wine | 49.97 | G.P Viticulture(RRS) | 3 | Specialist Teaching or Research Space Group | 312 | Laboratory - Research Only |  | Good | 7,585.88 | NO
Waite_WT43-Plant Research Centre_Level One_1.98A _ Corr. | WT-WT43-01-1.98A | WT43-01-1.98A-Corr. | Waite | WT | WT43 | Plant Research Centre | 01 | Level One | 1.98A | 99939 | Unusable Spaces | 99939 | Unusable Spaces | 3.07 | Corr. | 8 | Non Useable Floor Area Space Group | 805 | Non-usable - Circulation space |  | Good | 0.00 | NO
Waite_WT43-Plant Research Centre_Level One_1.99 _ Store | WT-WT43-01-1.99 | WT43-01-1.99-Store | Waite | WT | WT43 | Plant Research Centre | 01 | Level One | 1.99 | 141 | School of Agriculture, Food and Wine | 141 | School of Agriculture, Food and Wine | 9.35 | Store | 4 | Ancillary Area Space Group | 419 | Ancillary Area - Store Room - Generic |  | Good | 939.16 | NO
Waite_WT43-Plant Research Centre_Level One_C15 _ Seed Barn (UofA portion) | WT-WT43-01-C15 | WT43-01-C15-Seed Barn (UofA portion) | Waite | WT | WT43 | Plant Research Centre | 01 | Level One | C15 | 141 | School of Agriculture, Food and Wine | 141 | School of Agriculture, Food and Wine | 89.02 | Seed Barn (UofA portion) | 4 | Ancillary Area Space Group | 419 | Ancillary Area - Store Room - Generic |  | Good | 8,941.60 | NO
Waite_WT43-Plant Research Centre_Level One_C16 _ Controlled Environment Room | WT-WT43-01-C16 | WT43-01-C16-Controlled Environment Room | Waite | WT | WT43 | Plant Research Centre | 01 | Level One | C16 | 141 | School of Agriculture, Food and Wine | 141 | School of Agriculture, Food and Wine | 12.74 | Controlled Environment Room | 4 | Ancillary Area Space Group | 405 | Ancillary Area - Constant Temperature/ Freezer/Cold/Warm Rooms |  | Good | 1,279.67 | NO
Waite_WT43-Plant Research Centre_Level One_C17 _ Controlled Environment Room | WT-WT43-01-C17 | WT43-01-C17-Controlled Environment Room | Waite | WT | WT43 | Plant Research Centre | 01 | Level One | C17 | 141 | School of Agriculture, Food and Wine | 141 | School of Agriculture, Food and Wine | 12.74 | Controlled Environment Room | 4 | Ancillary Area Space Group | 405 | Ancillary Area - Constant Temperature/ Freezer/Cold/Warm Rooms |  | Good | 1,279.67 | NO
Waite_WT43-Plant Research Centre_Level One_C20 _ Seed Barn (UofA portion) | WT-WT43-01-C20 | WT43-01-C20-Seed Barn (UofA portion) | Waite | WT | WT43 | Plant Research Centre | 01 | Level One | C20 | 141 | School of Agriculture, Food and Wine | 141 | School of Agriculture, Food and Wine | 125.04 | Seed Barn (UofA portion) | 4 | Ancillary Area Space Group | 419 | Ancillary Area - Store Room - Generic |  | Good | 12,559.62 | NO
Waite_WT43-Plant Research Centre_Level One_C21 _ Gene Store | WT-WT43-01-C21 | WT43-01-C21-Gene Store | Waite | WT | WT43 | Plant Research Centre | 01 | Level One | C21 | 141 | School of Agriculture, Food and Wine | 141 | School of Agriculture, Food and Wine | 43.26 | Gene Store | 4 | Ancillary Area Space Group | 405 | Ancillary Area - Constant Temperature/ Freezer/Cold/Warm Rooms |  | Good | 4,345.24 | NO
Waite_WT43-Plant Research Centre_Level One_CER11 _ Controlled Environment Room | WT-WT43-01-CER11 | WT43-01-CER11-Controlled Environment Room | Waite | WT | WT43 | Plant Research Centre | 01 | Level One | CER11 | 99990 | Research Relationship | 859 | Infrastructure | 11.7 | Controlled Environment Room | 4 | Ancillary Area Space Group | 405 | Ancillary Area - Constant Temperature/ Freezer/Cold/Warm Rooms |  | Good | 1,175.20 | NO
Waite_WT43-Plant Research Centre_Level One_CER12 _ Controlled Environment Room | WT-WT43-01-CER12 | WT43-01-CER12-Controlled Environment Room | Waite | WT | WT43 | Plant Research Centre | 01 | Level One | CER12 | 99990 | Research Relationship | 859 | Infrastructure | 11.7 | Controlled Environment Room | 4 | Ancillary Area Space Group | 405 | Ancillary Area - Constant Temperature/ Freezer/Cold/Warm Rooms |  | Good | 1,175.20 | NO
Waite_WT43-Plant Research Centre_Level One_CER15 _ Controlled Environment Room | WT-WT43-01-CER15 | WT43-01-CER15-Controlled Environment Room | Waite | WT | WT43 | Plant Research Centre | 01 | Level One | CER15 | 141 | School of Agriculture, Food and Wine | 141 | School of Agriculture, Food and Wine | 11.7 | Controlled Environment Room | 4 | Ancillary Area Space Group | 405 | Ancillary Area - Constant Temperature/ Freezer/Cold/Warm Rooms |  | Good | 1,175.20 | NO
Waite_WT43-Plant Research Centre_Level One_CER17 _ Controlled Environment Room | WT-WT43-01-CER17 | WT43-01-CER17-Controlled Environment Room | Waite | WT | WT43 | Plant Research Centre | 01 | Level One | CER17 | 141 | School of Agriculture, Food and Wine | 141 | School of Agriculture, Food and Wine | 11.67 | Controlled Environment Room | 4 | Ancillary Area Space Group | 405 | Ancillary Area - Constant Temperature/ Freezer/Cold/Warm Rooms |  | Good | 1,172.19 | NO
Waite_WT43-Plant Research Centre_Level One_CER25 _ Cold Room | WT-WT43-01-CER25 | WT43-01-CER25-Cold Room | Waite | WT | WT43 | Plant Research Centre | 01 | Level One | CER25 | 141 | School of Agriculture, Food and Wine | 141 | School of Agriculture, Food and Wine | 11.7 | Cold Room | 4 | Ancillary Area Space Group | 405 | Ancillary Area - Constant Temperature/ Freezer/Cold/Warm Rooms |  | Good | 1,175.20 | NO
Waite_WT43-Plant Research Centre_Level One_CER3 _ Controlled Environment Room | WT-WT43-01-CER3 | WT43-01-CER3-Controlled Environment Room | Waite | WT | WT43 | Plant Research Centre | 01 | Level One | CER3 | 141 | School of Agriculture, Food and Wine | 141 | School of Agriculture, Food and Wine | 11.7 | Controlled Environment Room | 4 | Ancillary Area Space Group | 405 | Ancillary Area - Constant Temperature/ Freezer/Cold/Warm Rooms |  | Good | 1,175.20 | NO
Waite_WT43-Plant Research Centre_Level One_CER7 _ Controlled Environment Room | WT-WT43-01-CER7 | WT43-01-CER7-Controlled Environment Room | Waite | WT | WT43 | Plant Research Centre | 01 | Level One | CER7 | 99990 | Research Relationship | 859 | Infrastructure | 11.7 | Controlled Environment Room | 4 | Ancillary Area Space Group | 405 | Ancillary Area - Constant Temperature/ Freezer/Cold/Warm Rooms |  | Good | 1,175.20 | NO
Waite_WT43-Plant Research Centre_Level One_CER8 _ Controlled Environment Room | WT-WT43-01-CER8 | WT43-01-CER8-Controlled Environment Room | Waite | WT | WT43 | Plant Research Centre | 01 | Level One | CER8 | 141 | School of Agriculture, Food and Wine | 141 | School of Agriculture, Food and Wine | 11.7 | Controlled Environment Room | 4 | Ancillary Area Space Group | 405 | Ancillary Area - Constant Temperature/ Freezer/Cold/Warm Rooms |  | Good | 1,175.20 | NO
Waite_WT43-Plant Research Centre_Level One_W1.36 _ ---delete_Meeting | WT-WT43-01-W1.36 | WT43-01-W1.36----delete_Meeting | Waite | WT | WT43 | Plant Research Centre | 01 | Level One | W1.36 | 99939 | Unusable Spaces | 99939 | Unusable Spaces | 0 | ---delete_Meeting | 9 | Non Reportable Areas Space Group | 900 | Non-reportable - Specific type not defined |  | Unknown | 0.00 | NO
Waite_WT43-Plant Research Centre_Level Two_2.01 _ Entrance [PC2-Cert] | WT-WT43-02-2.01 | WT43-02-2.01-Entrance [PC2-Cert] | Waite | WT | WT43 | Plant Research Centre | 02 | Level Two | 2.01 | 141 | School of Agriculture, Food and Wine | 141 | School of Agriculture, Food and Wine | 4.88 | Entrance [PC2-Cert] | 8 | Non Useable Floor Area Space Group | 805 | Non-usable - Circulation space | RATED - PC2 | Good | 0.00 | NO
Waite_WT43-Plant Research Centre_Level Two_2.02 _ Ante Room [PC2-Cert] | WT-WT43-02-2.02 | WT43-02-2.02-Ante Room [PC2-Cert] | Waite | WT | WT43 | Plant Research Centre | 02 | Level Two | 2.02 | 141 | School of Agriculture, Food and Wine | 141 | School of Agriculture, Food and Wine | 14.58 | Ante Room [PC2-Cert] | 8 | Non Useable Floor Area Space Group | 805 | Non-usable - Circulation space | RATED - PC2 | Good | 0.00 | NO
Waite_WT43-Plant Research Centre_Level Two_2.02A _ Tissue Culture [PC2-Cert] | WT-WT43-02-2.02A | WT43-02-2.02A-Tissue Culture [PC2-Cert] | Waite | WT | WT43 | Plant Research Centre | 02 | Level Two | 2.02A | 141 | School of Agriculture, Food and Wine | 141 | School of Agriculture, Food and Wine | 35.74 | Tissue Culture [PC2-Cert] | 3 | Specialist Teaching or Research Space Group | 312 | Laboratory - Research Only | RATED - PC2 | Good | 5,425.64 | NO
Waite_WT43-Plant Research Centre_Level Two_2.02B _ Aut Radiograph (RRS) [PC2-Cert] | WT-WT43-02-2.02B | WT43-02-2.02B-Aut Radiograph (RRS) [PC2-Cert] | Waite | WT | WT43 | Plant Research Centre | 02 | Level Two | 2.02B | 141 | School of Agriculture, Food and Wine | 141 | School of Agriculture, Food and Wine | 11.53 | Aut Radiograph (RRS) [PC2-Cert] | 3 | Specialist Teaching or Research Space Group | 312 | Laboratory - Research Only | RATED - PC2 | Good | 1,750.35 | NO
Waite_WT43-Plant Research Centre_Level Two_2.02C _ Growth Room [PC2-Cert] | WT-WT43-02-2.02C | WT43-02-2.02C-Growth Room [PC2-Cert] | Waite | WT | WT43 | Plant Research Centre | 02 | Level Two | 2.02C | 141 | School of Agriculture, Food and Wine | 141 | School of Agriculture, Food and Wine | 15.03 | Growth Room [PC2-Cert] | 4 | Ancillary Area Space Group | 405 | Ancillary Area - Constant Temperature/ Freezer/Cold/Warm Rooms | RATED - PC2 | Good | 1,509.69 | NO
Waite_WT43-Plant Research Centre_Level Two_2.02D _ Store [PC2-Cert] | WT-WT43-02-2.02D | WT43-02-2.02D-Store [PC2-Cert] | Waite | WT | WT43 | Plant Research Centre | 02 | Level Two | 2.02D | 141 | School of Agriculture, Food and Wine | 141 | School of Agriculture, Food and Wine | 7.15 | Store [PC2-Cert] | 4 | Ancillary Area Space Group | 405 | Ancillary Area - Constant Temperature/ Freezer/Cold/Warm Rooms | RATED - PC2 | Good | 718.18 | NO
Waite_WT43-Plant Research Centre_Level Two_2.02E _ Autoclave [PC2-Cert] | WT-WT43-02-2.02E | WT43-02-2.02E-Autoclave [PC2-Cert] | Waite | WT | WT43 | Plant Research Centre | 02 | Level Two | 2.02E | 141 | School of Agriculture, Food and Wine | 141 | School of Agriculture, Food and Wine | 9.57 | Autoclave [PC2-Cert] | 4 | Ancillary Area Space Group | 401 | Ancillary Area - Laboratory Service and Preparation | RATED - PC2 | Good | 961.26 | NO
Waite_WT43-Plant Research Centre_Level Two_2.10 _ Radio Isotopes (RRS) [PC2-Cert] | WT-WT43-02-2.10 | WT43-02-2.10-Radio Isotopes (RRS) [PC2-Cert] | Waite | WT | WT43 | Plant Research Centre | 02 | Level Two | 2.10 | 141 | School of Agriculture, Food and Wine | 141 | School of Agriculture, Food and Wine | 17.07 | Radio Isotopes (RRS) [PC2-Cert] | 4 | Ancillary Area Space Group | 418 | Ancillary Area - Dangerous goods storage | RATED - PC2 | Good | 1,714.59 | NO
Waite_WT43-Plant Research Centre_Level Two_2.10A _ VSR | WT-WT43-02-2.10A | WT43-02-2.10A-VSR | Waite | WT | WT43 | Plant Research Centre | 02 | Level Two | 2.10A | 99939 | Unusable Spaces | 99939 | Unusable Spaces | 0.99 | VSR | 8 | Non Useable Floor Area Space Group | 840 | Non-usable - Service riser |  | Unknown | 0.00 | NO
Waite_WT43-Plant Research Centre_Level Two_2.12A _ Microscopy [PC2-Cert] | WT-WT43-02-2.12A | WT43-02-2.12A-Microscopy [PC2-Cert] | Waite | WT | WT43 | Plant Research Centre | 02 | Level Two | 2.12A | 141 | School of Agriculture, Food and Wine | 141 | School of Agriculture, Food and Wine | 10.65 | Microscopy [PC2-Cert] | 3 | Specialist Teaching or Research Space Group | 312 | Laboratory - Research Only | RATED - PC2 | Good | 1,616.76 | NO
Waite_WT43-Plant Research Centre_Level Two_2.14 _ Laminar Flow Room [PC2-Cert] | WT-WT43-02-2.14 | WT43-02-2.14-Laminar Flow Room [PC2-Cert] | Waite | WT | WT43 | Plant Research Centre | 02 | Level Two | 2.14 | 141 | School of Agriculture, Food and Wine | 141 | School of Agriculture, Food and Wine | 15.29 | Laminar Flow Room [PC2-Cert] | 4 | Ancillary Area Space Group | 401 | Ancillary Area - Laboratory Service and Preparation | RATED - PC2 | Good | 1,535.80 | NO
Waite_WT43-Plant Research Centre_Level Two_2.14A _ Plant Growth Room [PC2-Cert] | WT-WT43-02-2.14A | WT43-02-2.14A-Plant Growth Room [PC2-Cert] | Waite | WT | WT43 | Plant Research Centre | 02 | Level Two | 2.14A | 141 | School of Agriculture, Food and Wine | 141 | School of Agriculture, Food and Wine | 10.3 | Plant Growth Room [PC2-Cert] | 4 | Ancillary Area Space Group | 405 | Ancillary Area - Constant Temperature/ Freezer/Cold/Warm Rooms | RATED - PC2 | Good | 1,034.58 | NO
Waite_WT43-Plant Research Centre_Level Two_2.14B _ Corr. [PC2-Cert] | WT-WT43-02-2.14B | WT43-02-2.14B-Corr. [PC2-Cert] | Waite | WT | WT43 | Plant Research Centre | 02 | Level Two | 2.14B | 141 | School of Agriculture, Food and Wine | 141 | School of Agriculture, Food and Wine | 5.37 | Corr. [PC2-Cert] | 8 | Non Useable Floor Area Space Group | 805 | Non-usable - Circulation space | RATED - PC2 | Good | 0.00 | NO
Waite_WT43-Plant Research Centre_Level Two_2.16 _ Microscopy [PC2-Cert] | WT-WT43-02-2.16 | WT43-02-2.16-Microscopy [PC2-Cert] | Waite | WT | WT43 | Plant Research Centre | 02 | Level Two | 2.16 | 141 | School of Agriculture, Food and Wine | 141 | School of Agriculture, Food and Wine | 8.19 | Microscopy [PC2-Cert] | 3 | Specialist Teaching or Research Space Group | 312 | Laboratory - Research Only | RATED - PC2 | Good | 1,243.31 | NO
Waite_WT43-Plant Research Centre_Level Two_2.16A _ Microscopy | WT-WT43-02-2.16A | WT43-02-2.16A-Microscopy | Waite | WT | WT43 | Plant Research Centre | 02 | Level Two | 2.16A | 141 | School of Agriculture, Food and Wine | 141 | School of Agriculture, Food and Wine | 10.65 | Microscopy | 3 | Specialist Teaching or Research Space Group | 312 | Laboratory - Research Only |  | Good | 1,616.76 | NO
Waite_WT43-Plant Research Centre_Level Two_2.20 _ Microscope [PC2-Cert] | WT-WT43-02-2.20 | WT43-02-2.20-Microscope [PC2-Cert] | Waite | WT | WT43 | Plant Research Centre | 02 | Level Two | 2.20 | 141 | School of Agriculture, Food and Wine | 141 | School of Agriculture, Food and Wine | 25.3 | Microscope [PC2-Cert] | 4 | Ancillary Area Space Group | 401 | Ancillary Area - Laboratory Service and Preparation | RATED - PC2 | Good | 2,541.25 | NO
Waite_WT43-Plant Research Centre_Level Two_2.20A _ VSR | WT-WT43-02-2.20A | WT43-02-2.20A-VSR | Waite | WT | WT43 | Plant Research Centre | 02 | Level Two | 2.20A | 99939 | Unusable Spaces | 99939 | Unusable Spaces | 33.66 | VSR | 8 | Non Useable Floor Area Space Group | 840 | Non-usable - Service riser |  | Unknown | 0.00 | NO
Waite_WT43-Plant Research Centre_Level Two_2.21 _ Store [PC2-Cert] | WT-WT43-02-2.21 | WT43-02-2.21-Store [PC2-Cert] | Waite | WT | WT43 | Plant Research Centre | 02 | Level Two | 2.21 | 141 | School of Agriculture, Food and Wine | 141 | School of Agriculture, Food and Wine | 5.84 | Store [PC2-Cert] | 4 | Ancillary Area Space Group | 419 | Ancillary Area - Store Room - Generic | RATED - PC2 | Good | 586.60 | NO
Waite_WT43-Plant Research Centre_Level Two_2.22 _ Corr. [PC2-Cert] | WT-WT43-02-2.22 | WT43-02-2.22-Corr. [PC2-Cert] | Waite | WT | WT43 | Plant Research Centre | 02 | Level Two | 2.22 | 141 | School of Agriculture, Food and Wine | 141 | School of Agriculture, Food and Wine | 31.07 | Corr. [PC2-Cert] | 8 | Non Useable Floor Area Space Group | 805 | Non-usable - Circulation space | RATED - PC2 | Good | 0.00 | NO
Waite_WT43-Plant Research Centre_Level Two_2.22A _ Laboratory [PC2-Cert] | WT-WT43-02-2.22A | WT43-02-2.22A-Laboratory [PC2-Cert] | Waite | WT | WT43 | Plant Research Centre | 02 | Level Two | 2.22A | 141 | School of Agriculture, Food and Wine | 141 | School of Agriculture, Food and Wine | 33.66 | Laboratory [PC2-Cert] | 3 | Specialist Teaching or Research Space Group | 300 | Laboratory - Specialist teaching and research - type not defined | RATED - PC2 | Good | 5,109.88 | NO
Waite_WT43-Plant Research Centre_Level Two_2.22B _ Utility [PC2-Cert] | WT-WT43-02-2.22B | WT43-02-2.22B-Utility [PC2-Cert] | Waite | WT | WT43 | Plant Research Centre | 02 | Level Two | 2.22B | 141 | School of Agriculture, Food and Wine | 141 | School of Agriculture, Food and Wine | 16.36 | Utility [PC2-Cert] | 4 | Ancillary Area Space Group | 401 | Ancillary Area - Laboratory Service and Preparation | RATED - PC2 | Good | 1,643.28 | NO
Waite_WT43-Plant Research Centre_Level Two_2.23 _ Switchboard / Phosphorimager | WT-WT43-02-2.23 | WT43-02-2.23-Switchboard / Phosphorimager | Waite | WT | WT43 | Plant Research Centre | 02 | Level Two | 2.23 | 141 | School of Agriculture, Food and Wine | 141 | School of Agriculture, Food and Wine | 6.12 | Switchboard / Phosphorimager | 8 | Non Useable Floor Area Space Group | 815 | Non-usable - Switch room |  | Good | 0.00 | NO
Waite_WT43-Plant Research Centre_Level Two_2.23A _ VSR | WT-WT43-02-2.23A | WT43-02-2.23A-VSR | Waite | WT | WT43 | Plant Research Centre | 02 | Level Two | 2.23A | 99939 | Unusable Spaces | 99939 | Unusable Spaces | 0.08 | VSR | 8 | Non Useable Floor Area Space Group | 840 | Non-usable - Service riser |  | Unknown | 0.00 | NO
Waite_WT43-Plant Research Centre_Level Two_2.24 _ Office | WT-WT43-02-2.24 | WT43-02-2.24-Office | Waite | WT | WT43 | Plant Research Centre | 02 | Level Two | 2.24 | 141 | School of Agriculture, Food and Wine | 141 | School of Agriculture, Food and Wine | 21.05 | Office | 1 | Office Space Group | 101 | Office - Academic Staff |  | Good | 2,402.69 | NO
Waite_WT43-Plant Research Centre_Level Two_2.25 _ Office | WT-WT43-02-2.25 | WT43-02-2.25-Office | Waite | WT | WT43 | Plant Research Centre | 02 | Level Two | 2.25 | 141 | School of Agriculture, Food and Wine | 141 | School of Agriculture, Food and Wine | 12.55 | Office | 1 | Office Space Group | 101 | Office - Academic Staff |  | Good | 1,432.48 | NO
Waite_WT43-Plant Research Centre_Level Two_2.25A _ Corr. | WT-WT43-02-2.25A | WT43-02-2.25A-Corr. | Waite | WT | WT43 | Plant Research Centre | 02 | Level Two | 2.25A | 99939 | Unusable Spaces | 99939 | Unusable Spaces | 6.62 | Corr. | 8 | Non Useable Floor Area Space Group | 805 | Non-usable - Circulation space |  | Unknown | 0.00 | NO
Waite_WT43-Plant Research Centre_Level Two_2.26 _ Office | WT-WT43-02-2.26 | WT43-02-2.26-Office | Waite | WT | WT43 | Plant Research Centre | 02 | Level Two | 2.26 | 141 | School of Agriculture, Food and Wine | 141 | School of Agriculture, Food and Wine | 13.99 | Office | 1 | Office Space Group | 101 | Office - Academic Staff |  | Good | 1,596.84 | NO
Waite_WT43-Plant Research Centre_Level Two_2.26A _ Office | WT-WT43-02-2.26A | WT43-02-2.26A-Office | Waite | WT | WT43 | Plant Research Centre | 02 | Level Two | 2.26A | 141 | School of Agriculture, Food and Wine | 141 | School of Agriculture, Food and Wine | 30.33 | Office | 1 | Office Space Group | 101 | Office - Academic Staff |  | Good | 3,461.92 | NO
Waite_WT43-Plant Research Centre_Level Two_2.27 _ Office | WT-WT43-02-2.27 | WT43-02-2.27-Office | Waite | WT | WT43 | Plant Research Centre | 02 | Level Two | 2.27 | 141 | School of Agriculture, Food and Wine | 141 | School of Agriculture, Food and Wine | 12.57 | Office | 1 | Office Space Group | 101 | Office - Academic Staff |  | Good | 1,434.76 | NO
Waite_WT43-Plant Research Centre_Level Two_2.27A _ VSR | WT-WT43-02-2.27A | WT43-02-2.27A-VSR | Waite | WT | WT43 | Plant Research Centre | 02 | Level Two | 2.27A | 99939 | Unusable Spaces | 99939 | Unusable Spaces | 1.04 | VSR | 8 | Non Useable Floor Area Space Group | 840 | Non-usable - Service riser |  | Unknown | 0.00 | NO
Waite_WT43-Plant Research Centre_Level Two_2.28 _ Instrument Room | WT-WT43-02-2.28 | WT43-02-2.28-Instrument Room | Waite | WT | WT43 | Plant Research Centre | 02 | Level Two | 2.28 | 141 | School of Agriculture, Food and Wine | 141 | School of Agriculture, Food and Wine | 13.97 | Instrument Room | 4 | Ancillary Area Space Group | 402 | Ancillary Area - Instrument Room |  | Good | 1,403.21 | NO
Waite_WT43-Plant Research Centre_Level Two_2.29 _ Crop Research (RRS) | WT-WT43-02-2.29 | WT43-02-2.29-Crop Research (RRS) | Waite | WT | WT43 | Plant Research Centre | 02 | Level Two | 2.29 | 141 | School of Agriculture, Food and Wine | 141 | School of Agriculture, Food and Wine | 52.39 | Crop Research (RRS) | 3 | Specialist Teaching or Research Space Group | 312 | Laboratory - Research Only |  | Good | 7,953.25 | NO
Waite_WT43-Plant Research Centre_Level Two_2.30 _ Office | WT-WT43-02-2.30 | WT43-02-2.30-Office | Waite | WT | WT43 | Plant Research Centre | 02 | Level Two | 2.30 | 141 | School of Agriculture, Food and Wine | 141 | School of Agriculture, Food and Wine | 13.51 | Office | 1 | Office Space Group | 101 | Office - Academic Staff |  | Good | 1,542.06 | NO
Waite_WT43-Plant Research Centre_Level Two_2.30A _ Office - Open Plan | WT-WT43-02-2.30A | WT43-02-2.30A-Office - Open Plan | Waite | WT | WT43 | Plant Research Centre | 02 | Level Two | 2.30A | 141 | School of Agriculture, Food and Wine | 141 | School of Agriculture, Food and Wine | 49.59 | Office - Open Plan | 1 | Office Space Group | 112 | Open Plan - Academic Staff |  | Good | 5,660.29 | NO
Waite_WT43-Plant Research Centre_Level Two_2.30C _ Corr. | WT-WT43-02-2.30C | WT43-02-2.30C-Corr. | Waite | WT | WT43 | Plant Research Centre | 02 | Level Two | 2.30C | 99939 | Unusable Spaces | 99939 | Unusable Spaces | 13.68 | Corr. | 8 | Non Useable Floor Area Space Group | 805 | Non-usable - Circulation space |  | Unknown | 0.00 | NO
Waite_WT43-Plant Research Centre_Level Two_2.30D _ Corr. | WT-WT43-02-2.30D | WT43-02-2.30D-Corr. | Waite | WT | WT43 | Plant Research Centre | 02 | Level Two | 2.30D | 99939 | Unusable Spaces | 99939 | Unusable Spaces | 6.62 | Corr. | 8 | Non Useable Floor Area Space Group | 805 | Non-usable - Circulation space |  | Unknown | 0.00 | NO
Waite_WT43-Plant Research Centre_Level Two_2.31 _ Store | WT-WT43-02-2.31 | WT43-02-2.31-Store | Waite | WT | WT43 | Plant Research Centre | 02 | Level Two | 2.31 | 141 | School of Agriculture, Food and Wine | 141 | School of Agriculture, Food and Wine | 4.88 | Store | 4 | Ancillary Area Space Group | 419 | Ancillary Area - Store Room - Generic |  | Good | 490.17 | NO
Waite_WT43-Plant Research Centre_Level Two_2.32 _ Store | WT-WT43-02-2.32 | WT43-02-2.32-Store | Waite | WT | WT43 | Plant Research Centre | 02 | Level Two | 2.32 | 141 | School of Agriculture, Food and Wine | 141 | School of Agriculture, Food and Wine | 10.9 | Store | 4 | Ancillary Area Space Group | 419 | Ancillary Area - Store Room - Generic |  | Good | 1,094.85 | NO
Waite_WT43-Plant Research Centre_Level Two_2.33 _ Plant 3 | WT-WT43-02-2.33 | WT43-02-2.33-Plant 3 | Waite | WT | WT43 | Plant Research Centre | 02 | Level Two | 2.33 | 99939 | Unusable Spaces | 99939 | Unusable Spaces | 21.48 | Plant 3 | 8 | Non Useable Floor Area Space Group | 811 | Non-usable - Plant room other |  | Unknown | 0.00 | NO
Waite_WT43-Plant Research Centre_Level Two_2.34 _ Molecular Biol (RRS) | WT-WT43-02-2.34 | WT43-02-2.34-Molecular Biol (RRS) | Waite | WT | WT43 | Plant Research Centre | 02 | Level Two | 2.34 | 141 | School of Agriculture, Food and Wine | 141 | School of Agriculture, Food and Wine | 51.95 | Molecular Biol (RRS) | 3 | Specialist Teaching or Research Space Group | 312 | Laboratory - Research Only |  | Good | 7,886.46 | NO
Waite_WT43-Plant Research Centre_Level Two_2.35 _ Micro- Biology (RRS) [PC2-Cert] | WT-WT43-02-2.35 | WT43-02-2.35-Micro- Biology (RRS) [PC2-Cert] | Waite | WT | WT43 | Plant Research Centre | 02 | Level Two | 2.35 | 141 | School of Agriculture, Food and Wine | 141 | School of Agriculture, Food and Wine | 49.19 | Micro- Biology (RRS) [PC2-Cert] | 3 | Specialist Teaching or Research Space Group | 312 | Laboratory - Research Only | RATED - PC2 | Good | 7,467.47 | NO
Waite_WT43-Plant Research Centre_Level Two_2.35A _ Store [PC2-Cert] | WT-WT43-02-2.35A | WT43-02-2.35A-Store [PC2-Cert] | Waite | WT | WT43 | Plant Research Centre | 02 | Level Two | 2.35A | 141 | School of Agriculture, Food and Wine | 141 | School of Agriculture, Food and Wine | 7.33 | Store [PC2-Cert] | 4 | Ancillary Area Space Group | 419 | Ancillary Area - Store Room - Generic | RATED - PC2 | Good | 736.26 | NO
Waite_WT43-Plant Research Centre_Level Two_2.35B _ Entrance | WT-WT43-02-2.35B | WT43-02-2.35B-Entrance | Waite | WT | WT43 | Plant Research Centre | 02 | Level Two | 2.35B | 99939 | Unusable Spaces | 99939 | Unusable Spaces | 2.64 | Entrance | 8 | Non Useable Floor Area Space Group | 805 | Non-usable - Circulation space |  | Unknown | 0.00 | NO
Waite_WT43-Plant Research Centre_Level Two_2.36 _ Bio-Chemistry (RRS) [PC2-Cert] | WT-WT43-02-2.36 | WT43-02-2.36-Bio-Chemistry (RRS) [PC2-Cert] | Waite | WT | WT43 | Plant Research Centre | 02 | Level Two | 2.36 | 141 | School of Agriculture, Food and Wine | 141 | School of Agriculture, Food and Wine | 50.04 | Bio-Chemistry (RRS) [PC2-Cert] | 3 | Specialist Teaching or Research Space Group | 312 | Laboratory - Research Only | RATED - PC2 | Good | 7,596.50 | NO
Waite_WT43-Plant Research Centre_Level Two_2.36B _ Entrance | WT-WT43-02-2.36B | WT43-02-2.36B-Entrance | Waite | WT | WT43 | Plant Research Centre | 02 | Level Two | 2.36B | 99939 | Unusable Spaces | 99939 | Unusable Spaces | 2.62 | Entrance | 8 | Non Useable Floor Area Space Group | 805 | Non-usable - Circulation space |  | Unknown | 0.00 | NO
Waite_WT43-Plant Research Centre_Level Two_2.37 _ Store [PC2-Cert] | WT-WT43-02-2.37 | WT43-02-2.37-Store [PC2-Cert] | Waite | WT | WT43 | Plant Research Centre | 02 | Level Two | 2.37 | 141 | School of Agriculture, Food and Wine | 141 | School of Agriculture, Food and Wine | 6.63 | Store [PC2-Cert] | 4 | Ancillary Area Space Group | 419 | Ancillary Area - Store Room - Generic | RATED - PC2 | Good | 665.95 | NO
Waite_WT43-Plant Research Centre_Level Two_2.38 _ Office (RRS) | WT-WT43-02-2.38 | WT43-02-2.38-Office (RRS) | Waite | WT | WT43 | Plant Research Centre | 02 | Level Two | 2.38 | 141 | School of Agriculture, Food and Wine | 141 | School of Agriculture, Food and Wine | 9.06 | Office (RRS) | 1 | Office Space Group | 101 | Office - Academic Staff |  | Good | 1,034.12 | NO
Waite_WT43-Plant Research Centre_Level Two_2.39 _ Office | WT-WT43-02-2.39 | WT43-02-2.39-Office | Waite | WT | WT43 | Plant Research Centre | 02 | Level Two | 2.39 | 141 | School of Agriculture, Food and Wine | 141 | School of Agriculture, Food and Wine | 10.79 | Office | 1 | Office Space Group | 101 | Office - Academic Staff |  | Good | 1,231.59 | NO
Waite_WT43-Plant Research Centre_Level Two_2.40 _ Equipment Room [PC2-Cert] | WT-WT43-02-2.40 | WT43-02-2.40-Equipment Room [PC2-Cert] | Waite | WT | WT43 | Plant Research Centre | 02 | Level Two | 2.40 | 141 | School of Agriculture, Food and Wine | 141 | School of Agriculture, Food and Wine | 12.16 | Equipment Room [PC2-Cert] | 4 | Ancillary Area Space Group | 401 | Ancillary Area - Laboratory Service and Preparation | RATED - PC2 | Good | 1,221.41 | NO
Waite_WT43-Plant Research Centre_Level Two_2.41 _ Plant | WT-WT43-02-2.41 | WT43-02-2.41-Plant | Waite | WT | WT43 | Plant Research Centre | 02 | Level Two | 2.41 | 99939 | Unusable Spaces | 99939 | Unusable Spaces | 17.12 | Plant | 8 | Non Useable Floor Area Space Group | 811 | Non-usable - Plant room other |  | Unknown | 0.00 | NO
Waite_WT43-Plant Research Centre_Level Two_2.41A _ Stair | WT-WT43-02-2.41A | WT43-02-2.41A-Stair | Waite | WT | WT43 | Plant Research Centre | 02 | Level Two | 2.41A | 99939 | Unusable Spaces | 99939 | Unusable Spaces | 6.37 | Stair | 8 | Non Useable Floor Area Space Group | 805 | Non-usable - Circulation space |  | Unknown | 0.00 | NO
Waite_WT43-Plant Research Centre_Level Two_2.42 _ Plant 2 | WT-WT43-02-2.42 | WT43-02-2.42-Plant 2 | Waite | WT | WT43 | Plant Research Centre | 02 | Level Two | 2.42 | 99939 | Unusable Spaces | 99939 | Unusable Spaces | 24.07 | Plant 2 | 8 | Non Useable Floor Area Space Group | 811 | Non-usable - Plant room other |  | Unknown | 0.00 | NO
Waite_WT43-Plant Research Centre_Level Two_2.43 _ Store | WT-WT43-02-2.43 | WT43-02-2.43-Store | Waite | WT | WT43 | Plant Research Centre | 02 | Level Two | 2.43 | 141 | School of Agriculture, Food and Wine | 141 | School of Agriculture, Food and Wine | 6.95 | Store | 4 | Ancillary Area Space Group | 419 | Ancillary Area - Store Room - Generic |  | Good | 698.09 | NO
Waite_WT43-Plant Research Centre_Level Two_2.44 _ Office - Open Plan | WT-WT43-02-2.44 | WT43-02-2.44-Office - Open Plan | Waite | WT | WT43 | Plant Research Centre | 02 | Level Two | 2.44 | 141 | School of Agriculture, Food and Wine | 141 | School of Agriculture, Food and Wine | 69.45 | Office - Open Plan | 1 | Office Space Group | 112 | Open Plan - Academic Staff |  | Good | 7,927.15 | NO
Waite_WT43-Plant Research Centre_Level Two_2.44A _ Office - Open Plan | WT-WT43-02-2.44A | WT43-02-2.44A-Office - Open Plan | Waite | WT | WT43 | Plant Research Centre | 02 | Level Two | 2.44A | 141 | School of Agriculture, Food and Wine | 141 | School of Agriculture, Food and Wine | 51.99 | Office - Open Plan | 1 | Office Space Group | 112 | Open Plan - Academic Staff |  | Good | 5,934.23 | NO
Waite_WT43-Plant Research Centre_Level Two_2.44B _ Corr. | WT-WT43-02-2.44B | WT43-02-2.44B-Corr. | Waite | WT | WT43 | Plant Research Centre | 02 | Level Two | 2.44B | 99939 | Unusable Spaces | 99939 | Unusable Spaces | 32.32 | Corr. | 8 | Non Useable Floor Area Space Group | 805 | Non-usable - Circulation space |  | Unknown | 0.00 | NO
Waite_WT43-Plant Research Centre_Level Two_2.44C _ Corr. | WT-WT43-02-2.44C | WT43-02-2.44C-Corr. | Waite | WT | WT43 | Plant Research Centre | 02 | Level Two | 2.44C | 99939 | Unusable Spaces | 99939 | Unusable Spaces | 24.44 | Corr. | 8 | Non Useable Floor Area Space Group | 805 | Non-usable - Circulation space |  | Unknown | 0.00 | NO
Waite_WT43-Plant Research Centre_Level Two_2.44D _ Store | WT-WT43-02-2.44D | WT43-02-2.44D-Store | Waite | WT | WT43 | Plant Research Centre | 02 | Level Two | 2.44D | 99939 | Unusable Spaces | 99939 | Unusable Spaces | 1.78 | Store | 8 | Non Useable Floor Area Space Group | 815 | Non-usable - Switch room |  | Good | 0.00 | NO
Waite_WT43-Plant Research Centre_Level Two_2.44S _ Stair | WT-WT43-02-2.44S | WT43-02-2.44S-Stair | Waite | WT | WT43 | Plant Research Centre | 02 | Level Two | 2.44S | 99939 | Unusable Spaces | 99939 | Unusable Spaces | 6.37 | Stair | 8 | Non Useable Floor Area Space Group | 805 | Non-usable - Circulation space |  | Unknown | 0.00 | NO
Waite_WT43-Plant Research Centre_Level Two_C23 _ Cold Laboratory | WT-WT43-02-C23 | WT43-02-C23-Cold Laboratory | Waite | WT | WT43 | Plant Research Centre | 02 | Level Two | C23 | 141 | School of Agriculture, Food and Wine | 141 | School of Agriculture, Food and Wine | 11.53 | Cold Laboratory | 4 | Ancillary Area Space Group | 405 | Ancillary Area - Constant Temperature/ Freezer/Cold/Warm Rooms |  | Good | 1,158.13 | NO
Waite_WT43-Plant Research Centre_Level Two_C23A _ VSR | WT-WT43-02-C23A | WT43-02-C23A-VSR | Waite | WT | WT43 | Plant Research Centre | 02 | Level Two | C23A | 99939 | Unusable Spaces | 99939 | Unusable Spaces | 0.41 | VSR | 8 | Non Useable Floor Area Space Group | 840 | Non-usable - Service riser |  | Unknown | 0.00 | NO
Waite_WT43-Plant Research Centre_Level Two_C23B _ VSR | WT-WT43-02-C23B | WT43-02-C23B-VSR | Waite | WT | WT43 | Plant Research Centre | 02 | Level Two | C23B | 99939 | Unusable Spaces | 99939 | Unusable Spaces | 0.78 | VSR | 8 | Non Useable Floor Area Space Group | 840 | Non-usable - Service riser |  | Unknown | 0.00 | NO
Waite_WT43-Plant Research Centre_Level Two_GH11N _ Greenhouse | WT-WT43-02-GH11N | WT43-02-GH11N-Greenhouse | Waite | WT | WT43 | Plant Research Centre | 02 | Level Two | GH11N | 99946 | Vacant not occupiable | 99939 | Unusable Spaces | 68.1 | Greenhouse | 4 | Ancillary Area Space Group | 407 | Ancillary Area - Glasshouse/Greenhouse |  | Unknown | 0.00 | NO
Waite_WT43-Plant Research Centre_Level Two_GH11S _ Greenhouse | WT-WT43-02-GH11S | WT43-02-GH11S-Greenhouse | Waite | WT | WT43 | Plant Research Centre | 02 | Level Two | GH11S | 99946 | Vacant not occupiable | 99939 | Unusable Spaces | 67.35 | Greenhouse | 4 | Ancillary Area Space Group | 407 | Ancillary Area - Glasshouse/Greenhouse |  | Unknown | 0.00 | NO
Waite_WT43-Plant Research Centre_Level Two_GH12N _ Greenhouse | WT-WT43-02-GH12N | WT43-02-GH12N-Greenhouse | Waite | WT | WT43 | Plant Research Centre | 02 | Level Two | GH12N | 99946 | Vacant not occupiable | 99939 | Unusable Spaces | 68.1 | Greenhouse | 4 | Ancillary Area Space Group | 407 | Ancillary Area - Glasshouse/Greenhouse |  | Unknown | 0.00 | NO
Waite_WT43-Plant Research Centre_Level Two_GH12S _ Greenhouse | WT-WT43-02-GH12S | WT43-02-GH12S-Greenhouse | Waite | WT | WT43 | Plant Research Centre | 02 | Level Two | GH12S | 99946 | Vacant not occupiable | 99939 | Unusable Spaces | 67.34 | Greenhouse | 4 | Ancillary Area Space Group | 407 | Ancillary Area - Glasshouse/Greenhouse |  | Unknown | 0.00 | NO
Waite_WT43-Plant Research Centre_Level Two_GH13A _ Greenhouse - Refridgerated | WT-WT43-02-GH13A | WT43-02-GH13A-Greenhouse - Refridgerated | Waite | WT | WT43 | Plant Research Centre | 02 | Level Two | GH13A | 99946 | Vacant not occupiable | 99939 | Unusable Spaces | 121.72 | Greenhouse - Refridgerated | 4 | Ancillary Area Space Group | 407 | Ancillary Area - Glasshouse/Greenhouse |  | Unknown | 0.00 | NO
Waite_WT43-Plant Research Centre_Level Two_GH13B _ Greenhouse - Refridgerated | WT-WT43-02-GH13B | WT43-02-GH13B-Greenhouse - Refridgerated | Waite | WT | WT43 | Plant Research Centre | 02 | Level Two | GH13B | 99946 | Vacant not occupiable | 99939 | Unusable Spaces | 13.68 | Greenhouse - Refridgerated | 4 | Ancillary Area Space Group | 407 | Ancillary Area - Glasshouse/Greenhouse |  | Unknown | 0.00 | NO
Waite_WT43-Plant Research Centre_Level Two_GH14A _ Glasshouse | WT-WT43-02-GH14A | WT43-02-GH14A-Glasshouse | Waite | WT | WT43 | Plant Research Centre | 02 | Level Two | GH14A | 99946 | Vacant not occupiable | 99939 | Unusable Spaces | 13.67 | Glasshouse | 4 | Ancillary Area Space Group | 407 | Ancillary Area - Glasshouse/Greenhouse |  | Unknown | 0.00 | NO
Waite_WT43-Plant Research Centre_Level Two_GH14F _ Glasshouse | WT-WT43-02-GH14F | WT43-02-GH14F-Glasshouse | Waite | WT | WT43 | Plant Research Centre | 02 | Level Two | GH14F | 99946 | Vacant not occupiable | 99939 | Unusable Spaces | 13.67 | Glasshouse | 4 | Ancillary Area Space Group | 407 | Ancillary Area - Glasshouse/Greenhouse |  | Unknown | 0.00 | NO
Waite_WT43-Plant Research Centre_Level Two_GH17N _ Shadehouse | WT-WT43-02-GH17N | WT43-02-GH17N-Shadehouse | Waite | WT | WT43 | Plant Research Centre | 02 | Level Two | GH17N | 99946 | Vacant not occupiable | 99939 | Unusable Spaces | 68.1 | Shadehouse | 4 | Ancillary Area Space Group | 407 | Ancillary Area - Glasshouse/Greenhouse |  | Unknown | 0.00 | NO
Waite_WT43-Plant Research Centre_Level Two_GH19N _ Glasshouse | WT-WT43-02-GH19N | WT43-02-GH19N-Glasshouse | Waite | WT | WT43 | Plant Research Centre | 02 | Level Two | GH19N | 99946 | Vacant not occupiable | 99939 | Unusable Spaces | 67.2 | Glasshouse | 4 | Ancillary Area Space Group | 407 | Ancillary Area - Glasshouse/Greenhouse |  | Unknown | 0.00 | NO
Waite_WT43-Plant Research Centre_Level Two_GH19SA _ Glasshouse | WT-WT43-02-GH19SA | WT43-02-GH19SA-Glasshouse | Waite | WT | WT43 | Plant Research Centre | 02 | Level Two | GH19SA | 99946 | Vacant not occupiable | 99939 | Unusable Spaces | 33.74 | Glasshouse | 4 | Ancillary Area Space Group | 407 | Ancillary Area - Glasshouse/Greenhouse |  | Unknown | 0.00 | NO
Waite_WT43-Plant Research Centre_Level Two_GH19SA1 _ Glasshouse | WT-WT43-02-GH19SA1 | WT43-02-GH19SA1-Glasshouse | Waite | WT | WT43 | Plant Research Centre | 02 | Level Two | GH19SA1 | 99946 | Vacant not occupiable | 99939 | Unusable Spaces | 13.68 | Glasshouse | 4 | Ancillary Area Space Group | 407 | Ancillary Area - Glasshouse/Greenhouse |  | Unknown | 0.00 | NO
Waite_WT43-Plant Research Centre_Level Two_GH19SA2 _ Glasshouse | WT-WT43-02-GH19SA2 | WT43-02-GH19SA2-Glasshouse | Waite | WT | WT43 | Plant Research Centre | 02 | Level Two | GH19SA2 | 99946 | Vacant not occupiable | 99939 | Unusable Spaces | 13.67 | Glasshouse | 4 | Ancillary Area Space Group | 407 | Ancillary Area - Glasshouse/Greenhouse |  | Unknown | 0.00 | NO
Waite_WT43-Plant Research Centre_Level Two_GH19SB _ Glasshouse | WT-WT43-02-GH19SB | WT43-02-GH19SB-Glasshouse | Waite | WT | WT43 | Plant Research Centre | 02 | Level Two | GH19SB | 99946 | Vacant not occupiable | 99939 | Unusable Spaces | 33.74 | Glasshouse | 4 | Ancillary Area Space Group | 407 | Ancillary Area - Glasshouse/Greenhouse |  | Unknown | 0.00 | NO
Waite_WT43-Plant Research Centre_Level Two_GH19SB1 _ Glasshouse | WT-WT43-02-GH19SB1 | WT43-02-GH19SB1-Glasshouse | Waite | WT | WT43 | Plant Research Centre | 02 | Level Two | GH19SB1 | 99946 | Vacant not occupiable | 99939 | Unusable Spaces | 13.68 | Glasshouse | 4 | Ancillary Area Space Group | 407 | Ancillary Area - Glasshouse/Greenhouse |  | Unknown | 0.00 | NO
Waite_WT43-Plant Research Centre_Level Two_GH19SB2 _ Glasshouse | WT-WT43-02-GH19SB2 | WT43-02-GH19SB2-Glasshouse | Waite | WT | WT43 | Plant Research Centre | 02 | Level Two | GH19SB2 | 99946 | Vacant not occupiable | 99939 | Unusable Spaces | 13.67 | Glasshouse | 4 | Ancillary Area Space Group | 407 | Ancillary Area - Glasshouse/Greenhouse |  | Unknown | 0.00 | NO
Waite_WT43-Plant Research Centre_Level Two_GH2 _ Glasshouse | WT-WT43-02-GH2 | WT43-02-GH2-Glasshouse | Waite | WT | WT43 | Plant Research Centre | 02 | Level Two | GH2 | 99946 | Vacant not occupiable | 99939 | Unusable Spaces | 13.37 | Glasshouse | 4 | Ancillary Area Space Group | 407 | Ancillary Area - Glasshouse/Greenhouse |  | Unknown | 0.00 | NO
Waite_WT43-Plant Research Centre_Level Two_GH21S _ Glasshouse | WT-WT43-02-GH21S | WT43-02-GH21S-Glasshouse | Waite | WT | WT43 | Plant Research Centre | 02 | Level Two | GH21S | 99946 | Vacant not occupiable | 99939 | Unusable Spaces | 67.34 | Glasshouse | 4 | Ancillary Area Space Group | 407 | Ancillary Area - Glasshouse/Greenhouse |  | Unknown | 0.00 | NO
Waite_WT43-Plant Research Centre_Level Two_GH23A _ Greenhouse | WT-WT43-02-GH23A | WT43-02-GH23A-Greenhouse | Waite | WT | WT43 | Plant Research Centre | 02 | Level Two | GH23A | 99946 | Vacant not occupiable | 99939 | Unusable Spaces | 33.74 | Greenhouse | 4 | Ancillary Area Space Group | 407 | Ancillary Area - Glasshouse/Greenhouse |  | Unknown | 0.00 | NO
Waite_WT43-Plant Research Centre_Level Two_GH23B _ Greenhouse | WT-WT43-02-GH23B | WT43-02-GH23B-Greenhouse | Waite | WT | WT43 | Plant Research Centre | 02 | Level Two | GH23B | 99946 | Vacant not occupiable | 99939 | Unusable Spaces | 33.74 | Greenhouse | 4 | Ancillary Area Space Group | 407 | Ancillary Area - Glasshouse/Greenhouse |  | Unknown | 0.00 | NO
Waite_WT43-Plant Research Centre_Level Two_GH24N _ Glasshouse | WT-WT43-02-GH24N | WT43-02-GH24N-Glasshouse | Waite | WT | WT43 | Plant Research Centre | 02 | Level Two | GH24N | 99946 | Vacant not occupiable | 99939 | Unusable Spaces | 33.74 | Glasshouse | 4 | Ancillary Area Space Group | 407 | Ancillary Area - Glasshouse/Greenhouse |  | Unknown | 0.00 | NO
Waite_WT43-Plant Research Centre_Level Two_GH3 _ Greenhouse | WT-WT43-02-GH3 | WT43-02-GH3-Greenhouse | Waite | WT | WT43 | Plant Research Centre | 02 | Level Two | GH3 | 99946 | Vacant not occupiable | 99939 | Unusable Spaces | 136.06 | Greenhouse | 4 | Ancillary Area Space Group | 407 | Ancillary Area - Glasshouse/Greenhouse |  | Unknown | 0.00 | NO
Waite_WT43-Plant Research Centre_Level Two_GH5S _ Greenhouse | WT-WT43-02-GH5S | WT43-02-GH5S-Greenhouse | Waite | WT | WT43 | Plant Research Centre | 02 | Level Two | GH5S | 99946 | Vacant not occupiable | 99939 | Unusable Spaces | 68.1 | Greenhouse | 4 | Ancillary Area Space Group | 407 | Ancillary Area - Glasshouse/Greenhouse |  | Unknown | 0.00 | NO
Waite_WT43-Plant Research Centre_Level Two_GH7 _ Trace Element Greenhouse | WT-WT43-02-GH7 | WT43-02-GH7-Trace Element Greenhouse | Waite | WT | WT43 | Plant Research Centre | 02 | Level Two | GH7 | 99946 | Vacant not occupiable | 99939 | Unusable Spaces | 136.05 | Trace Element Greenhouse | 4 | Ancillary Area Space Group | 407 | Ancillary Area - Glasshouse/Greenhouse |  | Unknown | 0.00 | NO
Waite_WT43-Plant Research Centre_Level Two_GH9A _ Glasshouse | WT-WT43-02-GH9A | WT43-02-GH9A-Glasshouse | Waite | WT | WT43 | Plant Research Centre | 02 | Level Two | GH9A | 99946 | Vacant not occupiable | 99939 | Unusable Spaces | 32.01 | Glasshouse | 4 | Ancillary Area Space Group | 407 | Ancillary Area - Glasshouse/Greenhouse |  | Unknown | 0.00 | NO
Waite_WT43-Plant Research Centre_Level Two_S1 _ Stair 2 | WT-WT43-02-S1 | WT43-02-S1-Stair 2 | Waite | WT | WT43 | Plant Research Centre | 02 | Level Two | S1 | 99939 | Unusable Spaces | 99939 | Unusable Spaces | 14.99 | Stair 2 | 8 | Non Useable Floor Area Space Group | 805 | Non-usable - Circulation space |  | Unknown | 0.00 | NO
Waite_WT44-Plant Genomics Centre_Level One_1.01 _ A/L | WT-WT44-01-1.01 | WT44-01-1.01-A/L | Waite | WT | WT44 | Plant Genomics Centre | 01 | Level One | 1.01 | 99939 | Unusable Spaces | 99939 | Unusable Spaces | 8.11 | A/L | 8 | Non Useable Floor Area Space Group | 835 | Non-usable - Toilets/Amenities - Other |  | Unknown | 0.00 | NO
Waite_WT44-Plant Genomics Centre_Level One_1.02 _ Reception | WT-WT44-01-1.02 | WT44-01-1.02-Reception | Waite | WT | WT44 | Plant Genomics Centre | 01 | Level One | 1.02 | 99939 | Unusable Spaces | 99939 | Unusable Spaces | 31.26 | Reception | 8 | Non Useable Floor Area Space Group | 805 | Non-usable - Circulation space |  | Unknown | 0.00 | NO
Waite_WT44-Plant Genomics Centre_Level One_1.02A _ Waiting | WT-WT44-01-1.02A | WT44-01-1.02A-Waiting | Waite | WT | WT44 | Plant Genomics Centre | 01 | Level One | 1.02A | 99939 | Unusable Spaces | 99939 | Unusable Spaces | 17.34 | Waiting | 8 | Non Useable Floor Area Space Group | 805 | Non-usable - Circulation space |  | Unknown | 0.00 | NO
Waite_WT44-Plant Genomics Centre_Level One_1.03 _ Foyer | WT-WT44-01-1.03 | WT44-01-1.03-Foyer | Waite | WT | WT44 | Plant Genomics Centre | 01 | Level One | 1.03 | 99939 | Unusable Spaces | 99939 | Unusable Spaces | 22.24 | Foyer | 8 | Non Useable Floor Area Space Group | 805 | Non-usable - Circulation space |  | Unknown | 0.00 | NO
Waite_WT44-Plant Genomics Centre_Level One_1.04 _ Reception | WT-WT44-01-1.04 | WT44-01-1.04-Reception | Waite | WT | WT44 | Plant Genomics Centre | 01 | Level One | 1.04 | 99107 | State - SARDI / PIRSA | 859 | Infrastructure | 7.68 | Reception | 6 | General Facility Space Group | 623 | General Facility - Waiting Area/Foyer/Reception Area |  | Good | 981.80 | NO
Waite_WT44-Plant Genomics Centre_Level One_1.05 _ Office - CRC Director | WT-WT44-01-1.05 | WT44-01-1.05-Office - CRC Director | Waite | WT | WT44 | Plant Genomics Centre | 01 | Level One | 1.05 | 99107 | State - SARDI / PIRSA | 859 | Infrastructure | 17.1 | Office - CRC Director | 1 | Office Space Group | 101 | Office - Academic Staff |  | Good | 1,951.83 | NO
Waite_WT44-Plant Genomics Centre_Level One_1.06 _ Philom BIOS | WT-WT44-01-1.06 | WT44-01-1.06-Philom BIOS | Waite | WT | WT44 | Plant Genomics Centre | 01 | Level One | 1.06 | 99990 | Research Relationship | 859 | Infrastructure | 21.15 | Philom BIOS | 6 | General Facility Space Group | 600 | General Facility - Specific type not defined |  | Good | 2,703.79 | NO
Waite_WT44-Plant Genomics Centre_Level One_1.07 _ Office - P Gibson | WT-WT44-01-1.07 | WT44-01-1.07-Office - P Gibson | Waite | WT | WT44 | Plant Genomics Centre | 01 | Level One | 1.07 | 99107 | State - SARDI / PIRSA | 859 | Infrastructure | 15.01 | Office - P Gibson | 1 | Office Space Group | 100 | Office - Specific type not defined |  | Good | 1,713.27 | NO
Waite_WT44-Plant Genomics Centre_Level One_1.07A _ Office - P Gibson | WT-WT44-01-1.07A | WT44-01-1.07A-Office - P Gibson | Waite | WT | WT44 | Plant Genomics Centre | 01 | Level One | 1.07A | 99107 | State - SARDI / PIRSA | 859 | Infrastructure | 19.57 | Office - P Gibson | 1 | Office Space Group | 100 | Office - Specific type not defined |  | Good | 2,233.76 | NO
Waite_WT44-Plant Genomics Centre_Level One_1.07B _ Office | WT-WT44-01-1.07B | WT44-01-1.07B-Office | Waite | WT | WT44 | Plant Genomics Centre | 01 | Level One | 1.07B | 99107 | State - SARDI / PIRSA | 859 | Infrastructure | 14.44 | Office | 1 | Office Space Group | 101 | Office - Academic Staff |  | Good | 1,648.21 | NO
Waite_WT44-Plant Genomics Centre_Level One_1.07C _ Office | WT-WT44-01-1.07C | WT44-01-1.07C-Office | Waite | WT | WT44 | Plant Genomics Centre | 01 | Level One | 1.07C | 99107 | State - SARDI / PIRSA | 859 | Infrastructure | 9.88 | Office | 1 | Office Space Group | 101 | Office - Academic Staff |  | Good | 1,127.72 | NO
Waite_WT44-Plant Genomics Centre_Level One_1.08 _ Waiting - shared | WT-WT44-01-1.08 | WT44-01-1.08-Waiting - shared | Waite | WT | WT44 | Plant Genomics Centre | 01 | Level One | 1.08 | 99107 | State - SARDI / PIRSA | 859 | Infrastructure | 11.43 | Waiting - shared | 6 | General Facility Space Group | 623 | General Facility - Waiting Area/Foyer/Reception Area |  | Good | 1,461.20 | NO
Waite_WT44-Plant Genomics Centre_Level One_1.09 _ Workstation | WT-WT44-01-1.09 | WT44-01-1.09-Workstation | Waite | WT | WT44 | Plant Genomics Centre | 01 | Level One | 1.09 | 99107 | State - SARDI / PIRSA | 859 | Infrastructure | 21.42 | Workstation | 1 | Office Space Group | 111 | Open Plan - Specific type not defined |  | Good | 2,444.92 | NO
Waite_WT44-Plant Genomics Centre_Level One_1.10 _ Office | WT-WT44-01-1.10 | WT44-01-1.10-Office | Waite | WT | WT44 | Plant Genomics Centre | 01 | Level One | 1.10 | 99107 | State - SARDI / PIRSA | 859 | Infrastructure | 20.65 | Office | 1 | Office Space Group | 100 | Office - Specific type not defined |  | Good | 2,357.03 | NO
Waite_WT44-Plant Genomics Centre_Level One_1.11 _ Marker Research Area | WT-WT44-01-1.11 | WT44-01-1.11-Marker Research Area | Waite | WT | WT44 | Plant Genomics Centre | 01 | Level One | 1.11 | 99107 | State - SARDI / PIRSA | 859 | Infrastructure | 89.95 | Marker Research Area | 6 | General Facility Space Group | 600 | General Facility - Specific type not defined |  | Good | 11,499.10 | NO
Waite_WT44-Plant Genomics Centre_Level One_1.11A _ Entry | WT-WT44-01-1.11A | WT44-01-1.11A-Entry | Waite | WT | WT44 | Plant Genomics Centre | 01 | Level One | 1.11A | 99939 | Unusable Spaces | 99939 | Unusable Spaces | 7.2 | Entry | 8 | Non Useable Floor Area Space Group | 805 | Non-usable - Circulation space |  | Unknown | 0.00 | NO
Waite_WT44-Plant Genomics Centre_Level One_1.12 _ Robot - Shared | WT-WT44-01-1.12 | WT44-01-1.12-Robot - Shared | Waite | WT | WT44 | Plant Genomics Centre | 01 | Level One | 1.12 | 141 | School of Agriculture, Food and Wine | 141 | School of Agriculture, Food and Wine | 7.61 | Robot - Shared | 4 | Ancillary Area Space Group | 401 | Ancillary Area - Laboratory Service and Preparation |  | Good | 764.38 | NO
Waite_WT44-Plant Genomics Centre_Level One_1.13 _ Dark Room 4 - Shared | WT-WT44-01-1.13 | WT44-01-1.13-Dark Room 4 - Shared | Waite | WT | WT44 | Plant Genomics Centre | 01 | Level One | 1.13 | 141 | School of Agriculture, Food and Wine | 141 | School of Agriculture, Food and Wine | 7.56 | Dark Room 4 - Shared | 4 | Ancillary Area Space Group | 411 | Ancillary Area - Darkroom |  | Good | 759.36 | NO
Waite_WT44-Plant Genomics Centre_Level One_1.14 _ Fume Hood Room - shares | WT-WT44-01-1.14 | WT44-01-1.14-Fume Hood Room - shares | Waite | WT | WT44 | Plant Genomics Centre | 01 | Level One | 1.14 | 141 | School of Agriculture, Food and Wine | 141 | School of Agriculture, Food and Wine | 14.71 | Fume Hood Room - shares | 4 | Ancillary Area Space Group | 401 | Ancillary Area - Laboratory Service and Preparation |  | Good | 1,477.54 | NO
Waite_WT44-Plant Genomics Centre_Level One_1.15 _ Electrophoresis | WT-WT44-01-1.15 | WT44-01-1.15-Electrophoresis | Waite | WT | WT44 | Plant Genomics Centre | 01 | Level One | 1.15 | 99990 | Research Relationship | 859 | Infrastructure | 27.17 | Electrophoresis | 3 | Specialist Teaching or Research Space Group | 300 | Laboratory - Specialist teaching and research - type not defined |  | Good | 4,124.64 | NO
Waite_WT44-Plant Genomics Centre_Level One_1.16 _ Electrophoresis | WT-WT44-01-1.16 | WT44-01-1.16-Electrophoresis | Waite | WT | WT44 | Plant Genomics Centre | 01 | Level One | 1.16 | 99107 | State - SARDI / PIRSA | 859 | Infrastructure | 18.26 | Electrophoresis | 3 | Specialist Teaching or Research Space Group | 300 | Laboratory - Specialist teaching and research - type not defined |  | Good | 2,772.03 | NO
Waite_WT44-Plant Genomics Centre_Level One_1.17 _ Corr. 6 | WT-WT44-01-1.17 | WT44-01-1.17-Corr. 6 | Waite | WT | WT44 | Plant Genomics Centre | 01 | Level One | 1.17 | 99939 | Unusable Spaces | 99939 | Unusable Spaces | 6.69 | Corr. 6 | 8 | Non Useable Floor Area Space Group | 805 | Non-usable - Circulation space |  | Unknown | 0.00 | NO
Waite_WT44-Plant Genomics Centre_Level One_1.18 _ Office - Open Plan | WT-WT44-01-1.18 | WT44-01-1.18-Office - Open Plan | Waite | WT | WT44 | Plant Genomics Centre | 01 | Level One | 1.18 | 99990 | Research Relationship | 859 | Infrastructure | 27.58 | Office - Open Plan | 1 | Office Space Group | 112 | Open Plan - Academic Staff |  | Good | 3,148.03 | NO
Waite_WT44-Plant Genomics Centre_Level One_1.19 _ Laboratory | WT-WT44-01-1.19 | WT44-01-1.19-Laboratory | Waite | WT | WT44 | Plant Genomics Centre | 01 | Level One | 1.19 | 141 | School of Agriculture, Food and Wine | 141 | School of Agriculture, Food and Wine | 89.82 | Laboratory | 3 | Specialist Teaching or Research Space Group | 300 | Laboratory - Specialist teaching and research - type not defined |  | Good | 13,635.45 | NO
Waite_WT44-Plant Genomics Centre_Level One_1.20 _ Office - General | WT-WT44-01-1.20 | WT44-01-1.20-Office - General | Waite | WT | WT44 | Plant Genomics Centre | 01 | Level One | 1.20 | 99990 | Research Relationship | 859 | Infrastructure | 42.82 | Office - General | 1 | Office Space Group | 108 | Office - Professional/General Staff |  | Good | 4,887.55 | NO
Waite_WT44-Plant Genomics Centre_Level One_1.21 _ Office | WT-WT44-01-1.21 | WT44-01-1.21-Office | Waite | WT | WT44 | Plant Genomics Centre | 01 | Level One | 1.21 | 99990 | Research Relationship | 859 | Infrastructure | 13.26 | Office | 1 | Office Space Group | 101 | Office - Academic Staff |  | Good | 1,513.52 | NO
Waite_WT44-Plant Genomics Centre_Level One_1.22 _ Office | WT-WT44-01-1.22 | WT44-01-1.22-Office | Waite | WT | WT44 | Plant Genomics Centre | 01 | Level One | 1.22 | 99990 | Research Relationship | 859 | Infrastructure | 14.1 | Office | 1 | Office Space Group | 101 | Office - Academic Staff |  | Good | 1,609.40 | NO
Waite_WT44-Plant Genomics Centre_Level One_1.23 _ Office | WT-WT44-01-1.23 | WT44-01-1.23-Office | Waite | WT | WT44 | Plant Genomics Centre | 01 | Level One | 1.23 | 99990 | Research Relationship | 859 | Infrastructure | 16.7 | Office | 1 | Office Space Group | 101 | Office - Academic Staff |  | Good | 1,906.17 | NO
Waite_WT44-Plant Genomics Centre_Level One_1.24 _ Isotope Room - Share [PC2- Cert/S] | WT-WT44-01-1.24 | WT44-01-1.24-Isotope Room - Share [PC2- Cert/S] | Waite | WT | WT44 | Plant Genomics Centre | 01 | Level One | 1.24 | 141 | School of Agriculture, Food and Wine | 141 | School of Agriculture, Food and Wine | 20.52 | Isotope Room - Share [PC2- Cert/S] | 4 | Ancillary Area Space Group | 401 | Ancillary Area - Laboratory Service and Preparation | RATED - PC2 | Good | 2,061.13 | NO
Waite_WT44-Plant Genomics Centre_Level One_1.25 _ Compact Store | WT-WT44-01-1.25 | WT44-01-1.25-Compact Store | Waite | WT | WT44 | Plant Genomics Centre | 01 | Level One | 1.25 | 99990 | Research Relationship | 859 | Infrastructure | 8.93 | Compact Store | 4 | Ancillary Area Space Group | 419 | Ancillary Area - Store Room - Generic |  | Good | 896.97 | NO
Waite_WT44-Plant Genomics Centre_Level One_1.26 _ Lunchroom - Shared | WT-WT44-01-1.26 | WT44-01-1.26-Lunchroom - Shared | Waite | WT | WT44 | Plant Genomics Centre | 01 | Level One | 1.26 | 141 | School of Agriculture, Food and Wine | 141 | School of Agriculture, Food and Wine | 59.66 | Lunchroom - Shared | 6 | General Facility Space Group | 608 | General Facility - Kitchen/Servery/Food Storage |  | Good | 7,626.87 | NO
Waite_WT44-Plant Genomics Centre_Level One_1.26A _ Deck (UCA) | WT-WT44-01-1.26A | WT44-01-1.26A-Deck (UCA) | Waite | WT | WT44 | Plant Genomics Centre | 01 | Level One | 1.26A | 141 | School of Agriculture, Food and Wine | 141 | School of Agriculture, Food and Wine | 74.69 | Deck (UCA) | 8 | Non Useable Floor Area Space Group | 839 | Non-usable - Verandah/Balcony |  | Good | 0.00 | NO
Waite_WT44-Plant Genomics Centre_Level One_1.27 _ Meeting - shared | WT-WT44-01-1.27 | WT44-01-1.27-Meeting - shared | Waite | WT | WT44 | Plant Genomics Centre | 01 | Level One | 1.27 | 141 | School of Agriculture, Food and Wine | 141 | School of Agriculture, Food and Wine | 59.52 | Meeting - shared | 6 | General Facility Space Group | 601 | General Facility - Committee/Conference/Meeting room |  | Good | 7,608.97 | NO
Waite_WT44-Plant Genomics Centre_Level One_1.28A _ Molecular Biology [PC2-Cert] | WT-WT44-01-1.28A | WT44-01-1.28A-Molecular Biology [PC2-Cert] | Waite | WT | WT44 | Plant Genomics Centre | 01 | Level One | 1.28A | 99990 | Research Relationship | 859 | Infrastructure | 60.45 | Molecular Biology [PC2-Cert] | 3 | Specialist Teaching or Research Space Group | 300 | Laboratory - Specialist teaching and research - type not defined | RATED - PC2 | Good | 9,176.83 | NO
Waite_WT44-Plant Genomics Centre_Level One_1.28B _ Molecular Biology Eq [PC2-Cert] | WT-WT44-01-1.28B | WT44-01-1.28B-Molecular Biology Eq [PC2-Cert] | Waite | WT | WT44 | Plant Genomics Centre | 01 | Level One | 1.28B | 99990 | Research Relationship | 859 | Infrastructure | 60.51 | Molecular Biology Eq [PC2-Cert] | 3 | Specialist Teaching or Research Space Group | 300 | Laboratory - Specialist teaching and research - type not defined | RATED - PC2 | Good | 9,185.94 | NO
Waite_WT44-Plant Genomics Centre_Level One_1.29 _ Robotics - AGRF [PC2-Cert] | WT-WT44-01-1.29 | WT44-01-1.29-Robotics - AGRF [PC2-Cert] | Waite | WT | WT44 | Plant Genomics Centre | 01 | Level One | 1.29 | 99990 | Research Relationship | 859 | Infrastructure | 36.02 | Robotics - AGRF [PC2-Cert] | 6 | General Facility Space Group | 600 | General Facility - Specific type not defined | RATED - PC2 | Good | 4,604.76 | NO
Waite_WT44-Plant Genomics Centre_Level One_1.30 _ Equipment - AGRF [PC2-Cert] | WT-WT44-01-1.30 | WT44-01-1.30-Equipment - AGRF [PC2-Cert] | Waite | WT | WT44 | Plant Genomics Centre | 01 | Level One | 1.30 | 99990 | Research Relationship | 859 | Infrastructure | 23.63 | Equipment - AGRF [PC2-Cert] | 4 | Ancillary Area Space Group | 401 | Ancillary Area - Laboratory Service and Preparation | RATED - PC2 | Good | 2,373.51 | NO
Waite_WT44-Plant Genomics Centre_Level One_1.31 _ Laminer Flow - AGRF [PC2-Cert] | WT-WT44-01-1.31 | WT44-01-1.31-Laminer Flow - AGRF [PC2-Cert] | Waite | WT | WT44 | Plant Genomics Centre | 01 | Level One | 1.31 | 99990 | Research Relationship | 859 | Infrastructure | 14.13 | Laminer Flow - AGRF [PC2-Cert] | 3 | Specialist Teaching or Research Space Group | 300 | Laboratory - Specialist teaching and research - type not defined | RATED - PC2 | Good | 2,145.06 | NO
Waite_WT44-Plant Genomics Centre_Level One_1.32 _ Corr. 2 - AGRF [PC2-Cert] | WT-WT44-01-1.32 | WT44-01-1.32-Corr. 2 - AGRF [PC2-Cert] | Waite | WT | WT44 | Plant Genomics Centre | 01 | Level One | 1.32 | 99939 | Unusable Spaces | 99939 | Unusable Spaces | 8.5 | Corr. 2 - AGRF [PC2-Cert] | 8 | Non Useable Floor Area Space Group | 805 | Non-usable - Circulation space | RATED - PC2 | Unknown | 0.00 | NO
Waite_WT44-Plant Genomics Centre_Level One_1.33 _ Media Prep - AGRF [PC2-Cert] | WT-WT44-01-1.33 | WT44-01-1.33-Media Prep - AGRF [PC2-Cert] | Waite | WT | WT44 | Plant Genomics Centre | 01 | Level One | 1.33 | 99990 | Research Relationship | 859 | Infrastructure | 20.13 | Media Prep - AGRF [PC2-Cert] | 3 | Specialist Teaching or Research Space Group | 300 | Laboratory - Specialist teaching and research - type not defined | RATED - PC2 | Good | 3,055.91 | NO
Waite_WT44-Plant Genomics Centre_Level One_1.34 _ Meeting - AGRF | WT-WT44-01-1.34 | WT44-01-1.34-Meeting - AGRF | Waite | WT | WT44 | Plant Genomics Centre | 01 | Level One | 1.34 | 99990 | Research Relationship | 859 | Infrastructure | 28.82 | Meeting - AGRF | 6 | General Facility Space Group | 601 | General Facility - Committee/Conference/Meeting room |  | Good | 3,684.32 | NO
Waite_WT44-Plant Genomics Centre_Level One_1.35 _ Workstation - AGRF | WT-WT44-01-1.35 | WT44-01-1.35-Workstation - AGRF | Waite | WT | WT44 | Plant Genomics Centre | 01 | Level One | 1.35 | 99990 | Research Relationship | 859 | Infrastructure | 41.61 | Workstation - AGRF | 1 | Office Space Group | 111 | Open Plan - Specific type not defined |  | Good | 4,749.44 | NO
Waite_WT44-Plant Genomics Centre_Level One_1.36 _ Corr. 1 - AGRF | WT-WT44-01-1.36 | WT44-01-1.36-Corr. 1 - AGRF | Waite | WT | WT44 | Plant Genomics Centre | 01 | Level One | 1.36 | 99990 | Research Relationship | 859 | Infrastructure | 20.56 | Corr. 1 - AGRF | 8 | Non Useable Floor Area Space Group | 805 | Non-usable - Circulation space |  | Good | 0.00 | NO
Waite_WT44-Plant Genomics Centre_Level One_1.37 _ Admin - AGRF | WT-WT44-01-1.37 | WT44-01-1.37-Admin - AGRF | Waite | WT | WT44 | Plant Genomics Centre | 01 | Level One | 1.37 | 99990 | Research Relationship | 859 | Infrastructure | 15.3 | Admin - AGRF | 6 | General Facility Space Group | 601 | General Facility - Committee/Conference/Meeting room |  | Good | 1,955.93 | NO
Waite_WT44-Plant Genomics Centre_Level One_1.38 _ Server Filing - AGRF | WT-WT44-01-1.38 | WT44-01-1.38-Server Filing - AGRF | Waite | WT | WT44 | Plant Genomics Centre | 01 | Level One | 1.38 | 99990 | Research Relationship | 859 | Infrastructure | 9.53 | Server Filing - AGRF | 6 | General Facility Space Group | 600 | General Facility - Specific type not defined |  | Good | 1,218.30 | NO
Waite_WT44-Plant Genomics Centre_Level One_1.39 _ Office - AGRF | WT-WT44-01-1.39 | WT44-01-1.39-Office - AGRF | Waite | WT | WT44 | Plant Genomics Centre | 01 | Level One | 1.39 | 99990 | Research Relationship | 859 | Infrastructure | 15.3 | Office - AGRF | 1 | Office Space Group | 108 | Office - Professional/General Staff |  | Good | 1,746.37 | NO
Waite_WT44-Plant Genomics Centre_Level One_1.40 _ Office - Manager AGRF | WT-WT44-01-1.40 | WT44-01-1.40-Office - Manager AGRF | Waite | WT | WT44 | Plant Genomics Centre | 01 | Level One | 1.40 | 99990 | Research Relationship | 859 | Infrastructure | 18.78 | Office - Manager AGRF | 1 | Office Space Group | 116 | Open Plan - Professional/General Staff |  | Good | 2,143.58 | NO
Waite_WT44-Plant Genomics Centre_Level One_1.41 _ Back Up Freezer for Quarantine | WT-WT44-01-1.41 | WT44-01-1.41-Back Up Freezer for Quarantine | Waite | WT | WT44 | Plant Genomics Centre | 01 | Level One | 1.41 | 99107 | State - SARDI / PIRSA | 859 | Infrastructure | 64.75 | Back Up Freezer for Quarantine | 4 | Ancillary Area Space Group | 405 | Ancillary Area - Constant Temperature/ Freezer/Cold/Warm Rooms |  | Good | 6,503.80 | NO
Waite_WT44-Plant Genomics Centre_Level One_1.42 _ Office | WT-WT44-01-1.42 | WT44-01-1.42-Office | Waite | WT | WT44 | Plant Genomics Centre | 01 | Level One | 1.42 | 99107 | State - SARDI / PIRSA | 859 | Infrastructure | 16.79 | Office | 1 | Office Space Group | 100 | Office - Specific type not defined |  | Good | 1,916.44 | NO
Waite_WT44-Plant Genomics Centre_Level One_1.43 _ Utility | WT-WT44-01-1.43 | WT44-01-1.43-Utility | Waite | WT | WT44 | Plant Genomics Centre | 01 | Level One | 1.43 | 99107 | State - SARDI / PIRSA | 859 | Infrastructure | 15.74 | Utility | 6 | General Facility Space Group | 603 | General Facility - Resource room |  | Good | 2,012.18 | NO
Waite_WT44-Plant Genomics Centre_Level One_1.44 _ Corr. 5 | WT-WT44-01-1.44 | WT44-01-1.44-Corr. 5 | Waite | WT | WT44 | Plant Genomics Centre | 01 | Level One | 1.44 | 99939 | Unusable Spaces | 99939 | Unusable Spaces | 12.41 | Corr. 5 | 8 | Non Useable Floor Area Space Group | 805 | Non-usable - Circulation space |  | Unknown | 0.00 | NO
Waite_WT44-Plant Genomics Centre_Level One_1.44A _ Washing Area | WT-WT44-01-1.44A | WT44-01-1.44A-Washing Area | Waite | WT | WT44 | Plant Genomics Centre | 01 | Level One | 1.44A | 99939 | Unusable Spaces | 99939 | Unusable Spaces | 2.05 | Washing Area | 6 | General Facility Space Group | 600 | General Facility - Specific type not defined |  | Unknown | 0.00 | NO
Waite_WT44-Plant Genomics Centre_Level One_1.44B _ DB1 - AGRF | WT-WT44-01-1.44B | WT44-01-1.44B-DB1 - AGRF | Waite | WT | WT44 | Plant Genomics Centre | 01 | Level One | 1.44B | 99990 | Research Relationship | 859 | Infrastructure | 2.55 | DB1 - AGRF | 8 | Non Useable Floor Area Space Group | 815 | Non-usable - Switch room |  | Good | 0.00 | NO
Waite_WT44-Plant Genomics Centre_Level One_1.45 _ WC - U - Access (LH + S) | WT-WT44-01-1.45 | WT44-01-1.45-WC - U - Access (LH + S) | Waite | WT | WT44 | Plant Genomics Centre | 01 | Level One | 1.45 | 99939 | Unusable Spaces | 99939 | Unusable Spaces | 6.25 | WC - U - Access (LH + S) | 8 | Non Useable Floor Area Space Group | 818 | Non-usable - Toilets/Amenities - Unisex Accessible |  | Unknown | 0.00 | NO
Waite_WT44-Plant Genomics Centre_Level One_1.46 _ Sick Room - Shared | WT-WT44-01-1.46 | WT44-01-1.46-Sick Room - Shared | Waite | WT | WT44 | Plant Genomics Centre | 01 | Level One | 1.46 | 141 | School of Agriculture, Food and Wine | 141 | School of Agriculture, Food and Wine | 5.89 | Sick Room - Shared | 6 | General Facility Space Group | 621 | General Facility - Sick Bay |  | Good | 752.97 | NO
Waite_WT44-Plant Genomics Centre_Level One_1.47 _ Freezer Room | WT-WT44-01-1.47 | WT44-01-1.47-Freezer Room | Waite | WT | WT44 | Plant Genomics Centre | 01 | Level One | 1.47 | 141 | School of Agriculture, Food and Wine | 141 | School of Agriculture, Food and Wine | 15.93 | Freezer Room | 4 | Ancillary Area Space Group | 405 | Ancillary Area - Constant Temperature/ Freezer/Cold/Warm Rooms |  | Good | 1,600.09 | NO
Waite_WT44-Plant Genomics Centre_Level One_1.48 _ Cleaner | WT-WT44-01-1.48 | WT44-01-1.48-Cleaner | Waite | WT | WT44 | Plant Genomics Centre | 01 | Level One | 1.48 | 99939 | Unusable Spaces | 99939 | Unusable Spaces | 3.84 | Cleaner | 8 | Non Useable Floor Area Space Group | 806 | Non-usable - Cleaners room |  | Unknown | 0.00 | NO
Waite_WT44-Plant Genomics Centre_Level One_1.49 _ Wash Up / Autoclave | WT-WT44-01-1.49 | WT44-01-1.49-Wash Up / Autoclave | Waite | WT | WT44 | Plant Genomics Centre | 01 | Level One | 1.49 | 141 | School of Agriculture, Food and Wine | 141 | School of Agriculture, Food and Wine | 15.93 | Wash Up / Autoclave | 4 | Ancillary Area Space Group | 401 | Ancillary Area - Laboratory Service and Preparation |  | Good | 1,600.09 | NO
Waite_WT44-Plant Genomics Centre_Level One_1.50 _ Dark Room 3 - Shared | WT-WT44-01-1.50 | WT44-01-1.50-Dark Room 3 - Shared | Waite | WT | WT44 | Plant Genomics Centre | 01 | Level One | 1.50 | 141 | School of Agriculture, Food and Wine | 141 | School of Agriculture, Food and Wine | 7.5 | Dark Room 3 - Shared | 4 | Ancillary Area Space Group | 411 | Ancillary Area - Darkroom |  | Good | 753.34 | NO
Waite_WT44-Plant Genomics Centre_Level One_1.51 _ Data / PABX | WT-WT44-01-1.51 | WT44-01-1.51-Data / PABX | Waite | WT | WT44 | Plant Genomics Centre | 01 | Level One | 1.51 | 850 | ITDS Branch Central Costs | 869 | Information Technology and Digital Services | 7.5 | Data / PABX | 8 | Non Useable Floor Area Space Group | 812 | Non-usable - Comms/network system/Telephone/PABX |  | Good | 0.00 | NO
Waite_WT44-Plant Genomics Centre_Level One_1.52 _ WC - M | WT-WT44-01-1.52 | WT44-01-1.52-WC - M | Waite | WT | WT44 | Plant Genomics Centre | 01 | Level One | 1.52 | 99939 | Unusable Spaces | 99939 | Unusable Spaces | 13.55 | WC - M | 8 | Non Useable Floor Area Space Group | 821 | Non-usable - Toilets/Amenities - Male |  | Unknown | 0.00 | NO
Waite_WT44-Plant Genomics Centre_Level One_1.52A _ A/L | WT-WT44-01-1.52A | WT44-01-1.52A-A/L | Waite | WT | WT44 | Plant Genomics Centre | 01 | Level One | 1.52A | 99939 | Unusable Spaces | 99939 | Unusable Spaces | 1.84 | A/L | 8 | Non Useable Floor Area Space Group | 835 | Non-usable - Toilets/Amenities - Other |  | Unknown | 0.00 | NO
Waite_WT44-Plant Genomics Centre_Level One_1.53 _ WC - F | WT-WT44-01-1.53 | WT44-01-1.53-WC - F | Waite | WT | WT44 | Plant Genomics Centre | 01 | Level One | 1.53 | 99939 | Unusable Spaces | 99939 | Unusable Spaces | 13.55 | WC - F | 8 | Non Useable Floor Area Space Group | 820 | Non-usable - Toilets/Amenities - Female |  | Unknown | 0.00 | NO
Waite_WT44-Plant Genomics Centre_Level One_1.53A _ A/L | WT-WT44-01-1.53A | WT44-01-1.53A-A/L | Waite | WT | WT44 | Plant Genomics Centre | 01 | Level One | 1.53A | 99939 | Unusable Spaces | 99939 | Unusable Spaces | 1.84 | A/L | 8 | Non Useable Floor Area Space Group | 835 | Non-usable - Toilets/Amenities - Other |  | Unknown | 0.00 | NO
Waite_WT44-Plant Genomics Centre_Level One_1.54 _ Dark Room 2 - Shared | WT-WT44-01-1.54 | WT44-01-1.54-Dark Room 2 - Shared | Waite | WT | WT44 | Plant Genomics Centre | 01 | Level One | 1.54 | 141 | School of Agriculture, Food and Wine | 141 | School of Agriculture, Food and Wine | 7.5 | Dark Room 2 - Shared | 4 | Ancillary Area Space Group | 411 | Ancillary Area - Darkroom |  | Good | 753.34 | NO
Waite_WT44-Plant Genomics Centre_Level One_1.55 _ Dark Room 1 - Shared | WT-WT44-01-1.55 | WT44-01-1.55-Dark Room 1 - Shared | Waite | WT | WT44 | Plant Genomics Centre | 01 | Level One | 1.55 | 141 | School of Agriculture, Food and Wine | 141 | School of Agriculture, Food and Wine | 7.5 | Dark Room 1 - Shared | 4 | Ancillary Area Space Group | 411 | Ancillary Area - Darkroom |  | Good | 753.34 | NO
Waite_WT44-Plant Genomics Centre_Level One_1.56 _ Corr. 2 | WT-WT44-01-1.56 | WT44-01-1.56-Corr. 2 | Waite | WT | WT44 | Plant Genomics Centre | 01 | Level One | 1.56 | 99939 | Unusable Spaces | 99939 | Unusable Spaces | 10.3 | Corr. 2 | 8 | Non Useable Floor Area Space Group | 805 | Non-usable - Circulation space |  | Unknown | 0.00 | NO
Waite_WT44-Plant Genomics Centre_Level One_1.56A _ Stair 2 | WT-WT44-01-1.56A | WT44-01-1.56A-Stair 2 | Waite | WT | WT44 | Plant Genomics Centre | 01 | Level One | 1.56A | 99939 | Unusable Spaces | 99939 | Unusable Spaces | 7.56 | Stair 2 | 8 | Non Useable Floor Area Space Group | 805 | Non-usable - Circulation space |  | Unknown | 0.00 | NO
Waite_WT44-Plant Genomics Centre_Level One_1.57 _ Corr. 3 | WT-WT44-01-1.57 | WT44-01-1.57-Corr. 3 | Waite | WT | WT44 | Plant Genomics Centre | 01 | Level One | 1.57 | 99939 | Unusable Spaces | 99939 | Unusable Spaces | 45.87 | Corr. 3 | 8 | Non Useable Floor Area Space Group | 805 | Non-usable - Circulation space |  | Unknown | 0.00 | NO
Waite_WT44-Plant Genomics Centre_Level One_1.57A _ FHR 2 | WT-WT44-01-1.57A | WT44-01-1.57A-FHR 2 | Waite | WT | WT44 | Plant Genomics Centre | 01 | Level One | 1.57A | 99939 | Unusable Spaces | 99939 | Unusable Spaces | 1.14 | FHR 2 | 8 | Non Useable Floor Area Space Group | 840 | Non-usable - Service riser |  | Unknown | 0.00 | NO
Waite_WT44-Plant Genomics Centre_Level One_1.58 _ Corr. 4 | WT-WT44-01-1.58 | WT44-01-1.58-Corr. 4 | Waite | WT | WT44 | Plant Genomics Centre | 01 | Level One | 1.58 | 99939 | Unusable Spaces | 99939 | Unusable Spaces | 10.3 | Corr. 4 | 8 | Non Useable Floor Area Space Group | 805 | Non-usable - Circulation space |  | Unknown | 0.00 | NO
Waite_WT44-Plant Genomics Centre_Level One_1.58A _ Stair 1 | WT-WT44-01-1.58A | WT44-01-1.58A-Stair 1 | Waite | WT | WT44 | Plant Genomics Centre | 01 | Level One | 1.58A | 99939 | Unusable Spaces | 99939 | Unusable Spaces | 7.56 | Stair 1 | 8 | Non Useable Floor Area Space Group | 805 | Non-usable - Circulation space |  | Unknown | 0.00 | NO
Waite_WT44-Plant Genomics Centre_Level One_1.59 _ Corr. 1 | WT-WT44-01-1.59 | WT44-01-1.59-Corr. 1 | Waite | WT | WT44 | Plant Genomics Centre | 01 | Level One | 1.59 | 99939 | Unusable Spaces | 99939 | Unusable Spaces | 45.87 | Corr. 1 | 8 | Non Useable Floor Area Space Group | 805 | Non-usable - Circulation space |  | Unknown | 0.00 | NO
Waite_WT44-Plant Genomics Centre_Level One_1.59A _ Lift | WT-WT44-01-1.59A | WT44-01-1.59A-Lift | Waite | WT | WT44 | Plant Genomics Centre | 01 | Level One | 1.59A | 99939 | Unusable Spaces | 99939 | Unusable Spaces | 5.5 | Lift | 8 | Non Useable Floor Area Space Group | 838 | Non-usable - Lift |  | Unknown | 0.00 | NO
Waite_WT44-Plant Genomics Centre_Level One_1.59B _ FHR 1 | WT-WT44-01-1.59B | WT44-01-1.59B-FHR 1 | Waite | WT | WT44 | Plant Genomics Centre | 01 | Level One | 1.59B | 99939 | Unusable Spaces | 99939 | Unusable Spaces | 1.26 | FHR 1 | 8 | Non Useable Floor Area Space Group | 840 | Non-usable - Service riser |  | Unknown | 0.00 | NO
Waite_WT44-Plant Genomics Centre_Level Two_2.01 _ Office - PA | WT-WT44-02-2.01 | WT44-02-2.01-Office - PA | Waite | WT | WT44 | Plant Genomics Centre | 02 | Level Two | 2.01 | 99990 | Research Relationship | 859 | Infrastructure | 18.32 | Office - PA | 1 | Office Space Group | 108 | Office - Professional/General Staff |  | Good | 2,091.08 | NO
Waite_WT44-Plant Genomics Centre_Level Two_2.01A _ Entry | WT-WT44-02-2.01A | WT44-02-2.01A-Entry | Waite | WT | WT44 | Plant Genomics Centre | 02 | Level Two | 2.01A | 99990 | Research Relationship | 859 | Infrastructure | 1.77 | Entry | 8 | Non Useable Floor Area Space Group | 805 | Non-usable - Circulation space |  | Good | 0.00 | NO
Waite_WT44-Plant Genomics Centre_Level Two_2.02 _ Office - Visitor | WT-WT44-02-2.02 | WT44-02-2.02-Office - Visitor | Waite | WT | WT44 | Plant Genomics Centre | 02 | Level Two | 2.02 | 99990 | Research Relationship | 859 | Infrastructure | 21.43 | Office - Visitor | 1 | Office Space Group | 101 | Office - Academic Staff |  | Good | 2,446.06 | NO
Waite_WT44-Plant Genomics Centre_Level Two_2.03 _ Office - Education Officer | WT-WT44-02-2.03 | WT44-02-2.03-Office - Education Officer | Waite | WT | WT44 | Plant Genomics Centre | 02 | Level Two | 2.03 | 99990 | Research Relationship | 859 | Infrastructure | 14.79 | Office - Education Officer | 1 | Office Space Group | 101 | Office - Academic Staff |  | Good | 1,688.16 | NO
Waite_WT44-Plant Genomics Centre_Level Two_2.04 _ ACPFG - Admin | WT-WT44-02-2.04 | WT44-02-2.04-ACPFG - Admin | Waite | WT | WT44 | Plant Genomics Centre | 02 | Level Two | 2.04 | 99990 | Research Relationship | 859 | Infrastructure | 13 | ACPFG - Admin | 1 | Office Space Group | 101 | Office - Academic Staff |  | Good | 1,483.84 | NO
Waite_WT44-Plant Genomics Centre_Level Two_2.05 _ Office - Business Manager | WT-WT44-02-2.05 | WT44-02-2.05-Office - Business Manager | Waite | WT | WT44 | Plant Genomics Centre | 02 | Level Two | 2.05 | 99990 | Research Relationship | 859 | Infrastructure | 19.37 | Office - Business Manager | 1 | Office Space Group | 101 | Office - Academic Staff |  | Good | 2,210.93 | NO
Waite_WT44-Plant Genomics Centre_Level Two_2.06 _ Meeting | WT-WT44-02-2.06 | WT44-02-2.06-Meeting | Waite | WT | WT44 | Plant Genomics Centre | 02 | Level Two | 2.06 | 99990 | Research Relationship | 859 | Infrastructure | 29.81 | Meeting | 6 | General Facility Space Group | 601 | General Facility - Committee/Conference/Meeting room |  | Good | 3,810.88 | NO
Waite_WT44-Plant Genomics Centre_Level Two_2.07 _ Office | WT-WT44-02-2.07 | WT44-02-2.07-Office | Waite | WT | WT44 | Plant Genomics Centre | 02 | Level Two | 2.07 | 99990 | Research Relationship | 859 | Infrastructure | 29.64 | Office | 1 | Office Space Group | 101 | Office - Academic Staff |  | Good | 3,383.16 | NO
Waite_WT44-Plant Genomics Centre_Level Two_2.08 _ Senior Resaerch Fell | WT-WT44-02-2.08 | WT44-02-2.08-Senior Resaerch Fell | Waite | WT | WT44 | Plant Genomics Centre | 02 | Level Two | 2.08 | 99990 | Research Relationship | 859 | Infrastructure | 118.21 | Senior Resaerch Fell | 3 | Specialist Teaching or Research Space Group | 300 | Laboratory - Specialist teaching and research - type not defined |  | Good | 17,945.30 | NO
Waite_WT44-Plant Genomics Centre_Level Two_2.09 _ Office - SRF | WT-WT44-02-2.09 | WT44-02-2.09-Office - SRF | Waite | WT | WT44 | Plant Genomics Centre | 02 | Level Two | 2.09 | 99990 | Research Relationship | 859 | Infrastructure | 13.78 | Office - SRF | 1 | Office Space Group | 101 | Office - Academic Staff |  | Good | 1,572.87 | NO
Waite_WT44-Plant Genomics Centre_Level Two_2.10 _ Office - SRF | WT-WT44-02-2.10 | WT44-02-2.10-Office - SRF | Waite | WT | WT44 | Plant Genomics Centre | 02 | Level Two | 2.10 | 99990 | Research Relationship | 859 | Infrastructure | 13.78 | Office - SRF | 1 | Office Space Group | 101 | Office - Academic Staff |  | Good | 1,572.87 | NO
Waite_WT44-Plant Genomics Centre_Level Two_2.11 _ E/Phoresis | WT-WT44-02-2.11 | WT44-02-2.11-E/Phoresis | Waite | WT | WT44 | Plant Genomics Centre | 02 | Level Two | 2.11 | 99990 | Research Relationship | 859 | Infrastructure | 54.31 | E/Phoresis | 3 | Specialist Teaching or Research Space Group | 300 | Laboratory - Specialist teaching and research - type not defined |  | Good | 8,244.73 | NO
Waite_WT44-Plant Genomics Centre_Level Two_2.12 _ Laminer Room | WT-WT44-02-2.12 | WT44-02-2.12-Laminer Room | Waite | WT | WT44 | Plant Genomics Centre | 02 | Level Two | 2.12 | 99990 | Research Relationship | 859 | Infrastructure | 14.73 | Laminer Room | 4 | Ancillary Area Space Group | 401 | Ancillary Area - Laboratory Service and Preparation |  | Good | 1,479.55 | NO
Waite_WT44-Plant Genomics Centre_Level Two_2.13 _ Fume Prep Room | WT-WT44-02-2.13 | WT44-02-2.13-Fume Prep Room | Waite | WT | WT44 | Plant Genomics Centre | 02 | Level Two | 2.13 | 99990 | Research Relationship | 859 | Infrastructure | 14.73 | Fume Prep Room | 4 | Ancillary Area Space Group | 401 | Ancillary Area - Laboratory Service and Preparation |  | Good | 1,479.55 | NO
Waite_WT44-Plant Genomics Centre_Level Two_2.14 _ Office - Open Plan | WT-WT44-02-2.14 | WT44-02-2.14-Office - Open Plan | Waite | WT | WT44 | Plant Genomics Centre | 02 | Level Two | 2.14 | 99990 | Research Relationship | 859 | Infrastructure | 27.93 | Office - Open Plan | 1 | Office Space Group | 112 | Open Plan - Academic Staff |  | Good | 3,187.98 | NO
Waite_WT44-Plant Genomics Centre_Level Two_2.15 _ Laboratory | WT-WT44-02-2.15 | WT44-02-2.15-Laboratory | Waite | WT | WT44 | Plant Genomics Centre | 02 | Level Two | 2.15 | 99990 | Research Relationship | 859 | Infrastructure | 89.93 | Laboratory | 3 | Specialist Teaching or Research Space Group | 300 | Laboratory - Specialist teaching and research - type not defined |  | Good | 13,652.15 | NO
Waite_WT44-Plant Genomics Centre_Level Two_2.16 _ Office - Prof P Lang | WT-WT44-02-2.16 | WT44-02-2.16-Office - Prof P Lang | Waite | WT | WT44 | Plant Genomics Centre | 02 | Level Two | 2.16 | 99990 | Research Relationship | 859 | Infrastructure | 27.53 | Office - Prof P Lang | 1 | Office Space Group | 101 | Office - Academic Staff |  | Good | 3,142.32 | NO
Waite_WT44-Plant Genomics Centre_Level Two_2.17 _ Office | WT-WT44-02-2.17 | WT44-02-2.17-Office | Waite | WT | WT44 | Plant Genomics Centre | 02 | Level Two | 2.17 | 99990 | Research Relationship | 859 | Infrastructure | 19.48 | Office | 1 | Office Space Group | 101 | Office - Academic Staff |  | Good | 2,223.48 | NO
Waite_WT44-Plant Genomics Centre_Level Two_2.18 _ Bio Informatics | WT-WT44-02-2.18 | WT44-02-2.18-Bio Informatics | Waite | WT | WT44 | Plant Genomics Centre | 02 | Level Two | 2.18 | 99990 | Research Relationship | 859 | Infrastructure | 11.81 | Bio Informatics | 1 | Office Space Group | 101 | Office - Academic Staff |  | Good | 1,348.01 | NO
Waite_WT44-Plant Genomics Centre_Level Two_2.19 _ Passage | WT-WT44-02-2.19 | WT44-02-2.19-Passage | Waite | WT | WT44 | Plant Genomics Centre | 02 | Level Two | 2.19 | 99990 | Research Relationship | 859 | Infrastructure | 8.5 | Passage | 8 | Non Useable Floor Area Space Group | 805 | Non-usable - Circulation space |  | Good | 0.00 | NO
Waite_WT44-Plant Genomics Centre_Level Two_2.19A _ Deck (UCA) | WT-WT44-02-2.19A | WT44-02-2.19A-Deck (UCA) | Waite | WT | WT44 | Plant Genomics Centre | 02 | Level Two | 2.19A | 99990 | Research Relationship | 859 | Infrastructure | 74.69 | Deck (UCA) | 8 | Non Useable Floor Area Space Group | 839 | Non-usable - Verandah/Balcony |  | Good | 0.00 | NO
Waite_WT44-Plant Genomics Centre_Level Two_2.20 _ Office - Prof G Fincher | WT-WT44-02-2.20 | WT44-02-2.20-Office - Prof G Fincher | Waite | WT | WT44 | Plant Genomics Centre | 02 | Level Two | 2.20 | 99990 | Research Relationship | 859 | Infrastructure | 19.48 | Office - Prof G Fincher | 1 | Office Space Group | 101 | Office - Academic Staff |  | Good | 2,223.48 | NO
Waite_WT44-Plant Genomics Centre_Level Two_2.21 _ Office - Prof G Finc | WT-WT44-02-2.21 | WT44-02-2.21-Office - Prof G Finc | Waite | WT | WT44 | Plant Genomics Centre | 02 | Level Two | 2.21 | 99990 | Research Relationship | 859 | Infrastructure | 27.17 | Office - Prof G Finc | 1 | Office Space Group | 101 | Office - Academic Staff |  | Good | 3,101.23 | NO
Waite_WT44-Plant Genomics Centre_Level Two_2.23 _ Office - Post Grad. | WT-WT44-02-2.23 | WT44-02-2.23-Office - Post Grad. | Waite | WT | WT44 | Plant Genomics Centre | 02 | Level Two | 2.23 | 99990 | Research Relationship | 859 | Infrastructure | 23.46 | Office - Post Grad. | 1 | Office Space Group | 103 | Office - Research Students |  | Good | 2,677.77 | NO
Waite_WT44-Plant Genomics Centre_Level Two_2.23A _ Office - General | WT-WT44-02-2.23A | WT44-02-2.23A-Office - General | Waite | WT | WT44 | Plant Genomics Centre | 02 | Level Two | 2.23A | 99990 | Research Relationship | 859 | Infrastructure | 8.96 | Office - General | 1 | Office Space Group | 108 | Office - Professional/General Staff |  | Good | 1,022.71 | NO
Waite_WT44-Plant Genomics Centre_Level Two_2.24 _ Vacant Area | WT-WT44-02-2.24 | WT44-02-2.24-Vacant Area | Waite | WT | WT44 | Plant Genomics Centre | 02 | Level Two | 2.24 | 99996 | Vacant | 859 | Infrastructure | 36.72 | Vacant Area | 6 | General Facility Space Group | 601 | General Facility - Committee/Conference/Meeting room |  | Good | 4,694.24 | NO
Waite_WT44-Plant Genomics Centre_Level Two_2.24A _ Recess in Meeting Room | WT-WT44-02-2.24A | WT44-02-2.24A-Recess in Meeting Room | Waite | WT | WT44 | Plant Genomics Centre | 02 | Level Two | 2.24A | 99990 | Research Relationship | 859 | Infrastructure | 2.1 | Recess in Meeting Room | 8 | Non Useable Floor Area Space Group | 805 | Non-usable - Circulation space |  | Good | 0.00 | NO
Waite_WT44-Plant Genomics Centre_Level Two_2.25 _ Office | WT-WT44-02-2.25 | WT44-02-2.25-Office | Waite | WT | WT44 | Plant Genomics Centre | 02 | Level Two | 2.25 | 99990 | Research Relationship | 859 | Infrastructure | 30.29 | Office | 1 | Office Space Group | 101 | Office - Academic Staff |  | Good | 3,457.36 | NO
Waite_WT44-Plant Genomics Centre_Level Two_2.25A _ Office | WT-WT44-02-2.25A | WT44-02-2.25A-Office | Waite | WT | WT44 | Plant Genomics Centre | 02 | Level Two | 2.25A | 99990 | Research Relationship | 859 | Infrastructure | 16.96 | Office | 1 | Office Space Group | 101 | Office - Academic Staff |  | Good | 1,935.85 | NO
Waite_WT44-Plant Genomics Centre_Level Two_2.26 _ Prof Geoff Fincher R | WT-WT44-02-2.26 | WT44-02-2.26-Prof Geoff Fincher R | Waite | WT | WT44 | Plant Genomics Centre | 02 | Level Two | 2.26 | 99990 | Research Relationship | 859 | Infrastructure | 92.05 | Prof Geoff Fincher R | 3 | Specialist Teaching or Research Space Group | 300 | Laboratory - Specialist teaching and research - type not defined |  | Good | 13,973.98 | NO
Waite_WT44-Plant Genomics Centre_Level Two_2.27 _ Office - Prof G Finc | WT-WT44-02-2.27 | WT44-02-2.27-Office - Prof G Finc | Waite | WT | WT44 | Plant Genomics Centre | 02 | Level Two | 2.27 | 99990 | Research Relationship | 859 | Infrastructure | 27.94 | Office - Prof G Finc | 1 | Office Space Group | 101 | Office - Academic Staff |  | Good | 3,189.12 | NO
Waite_WT44-Plant Genomics Centre_Level Two_2.28 _ Store | WT-WT44-02-2.28 | WT44-02-2.28-Store | Waite | WT | WT44 | Plant Genomics Centre | 02 | Level Two | 2.28 | 99990 | Research Relationship | 859 | Infrastructure | 12.13 | Store | 4 | Ancillary Area Space Group | 419 | Ancillary Area - Store Room - Generic |  | Good | 1,218.40 | NO
Waite_WT44-Plant Genomics Centre_Level Two_2.29 _ Crystallography - Pr | WT-WT44-02-2.29 | WT44-02-2.29-Crystallography - Pr | Waite | WT | WT44 | Plant Genomics Centre | 02 | Level Two | 2.29 | 99990 | Research Relationship | 859 | Infrastructure | 13.23 | Crystallography - Pr | 3 | Specialist Teaching or Research Space Group | 300 | Laboratory - Specialist teaching and research - type not defined |  | Good | 2,008.43 | NO
Waite_WT44-Plant Genomics Centre_Level Two_2.30 _ Fume Hood | WT-WT44-02-2.30 | WT44-02-2.30-Fume Hood | Waite | WT | WT44 | Plant Genomics Centre | 02 | Level Two | 2.30 | 99990 | Research Relationship | 859 | Infrastructure | 16.23 | Fume Hood | 4 | Ancillary Area Space Group | 401 | Ancillary Area - Laboratory Service and Preparation |  | Good | 1,630.22 | NO
Waite_WT44-Plant Genomics Centre_Level Two_2.31 _ Prep Area | WT-WT44-02-2.31 | WT44-02-2.31-Prep Area | Waite | WT | WT44 | Plant Genomics Centre | 02 | Level Two | 2.31 | 99990 | Research Relationship | 859 | Infrastructure | 41.21 | Prep Area | 4 | Ancillary Area Space Group | 401 | Ancillary Area - Laboratory Service and Preparation |  | Good | 4,139.33 | NO
Waite_WT44-Plant Genomics Centre_Level Two_2.32 _ Nitrogen Supply | WT-WT44-02-2.32 | WT44-02-2.32-Nitrogen Supply | Waite | WT | WT44 | Plant Genomics Centre | 02 | Level Two | 2.32 | 99990 | Research Relationship | 859 | Infrastructure | 8.58 | Nitrogen Supply | 4 | Ancillary Area Space Group | 418 | Ancillary Area - Dangerous goods storage |  | Good | 861.82 | NO
Waite_WT44-Plant Genomics Centre_Level Two_2.32A _ Gas Bottle Cup. | WT-WT44-02-2.32A | WT44-02-2.32A-Gas Bottle Cup. | Waite | WT | WT44 | Plant Genomics Centre | 02 | Level Two | 2.32A | 99990 | Research Relationship | 859 | Infrastructure | 1.28 | Gas Bottle Cup. | 4 | Ancillary Area Space Group | 401 | Ancillary Area - Laboratory Service and Preparation |  | Good | 128.57 | NO
Waite_WT44-Plant Genomics Centre_Level Two_2.33 _ Research Area - Prof | WT-WT44-02-2.33 | WT44-02-2.33-Research Area - Prof | Waite | WT | WT44 | Plant Genomics Centre | 02 | Level Two | 2.33 | 99990 | Research Relationship | 859 | Infrastructure | 19.37 | Research Area - Prof | 3 | Specialist Teaching or Research Space Group | 300 | Laboratory - Specialist teaching and research - type not defined |  | Good | 2,940.53 | NO
Waite_WT44-Plant Genomics Centre_Level Two_2.34 _ Office - ITS | WT-WT44-02-2.34 | WT44-02-2.34-Office - ITS | Waite | WT | WT44 | Plant Genomics Centre | 02 | Level Two | 2.34 | 99990 | Research Relationship | 859 | Infrastructure | 10.19 | Office - ITS | 1 | Office Space Group | 108 | Office - Professional/General Staff |  | Good | 1,163.11 | NO
Waite_WT44-Plant Genomics Centre_Level Two_2.35 _ Write Up Area | WT-WT44-02-2.35 | WT44-02-2.35-Write Up Area | Waite | WT | WT44 | Plant Genomics Centre | 02 | Level Two | 2.35 | 99990 | Research Relationship | 859 | Infrastructure | 9.76 | Write Up Area | 1 | Office Space Group | 103 | Office - Research Students |  | Good | 1,114.02 | NO
Waite_WT44-Plant Genomics Centre_Level Two_2.36 _ Office | WT-WT44-02-2.36 | WT44-02-2.36-Office | Waite | WT | WT44 | Plant Genomics Centre | 02 | Level Two | 2.36 | 99990 | Research Relationship | 859 | Infrastructure | 12.91 | Office | 1 | Office Space Group | 101 | Office - Academic Staff |  | Good | 1,473.57 | NO
Waite_WT44-Plant Genomics Centre_Level Two_2.37 _ Office - SRF | WT-WT44-02-2.37 | WT44-02-2.37-Office - SRF | Waite | WT | WT44 | Plant Genomics Centre | 02 | Level Two | 2.37 | 99990 | Research Relationship | 859 | Infrastructure | 13.33 | Office - SRF | 1 | Office Space Group | 101 | Office - Academic Staff |  | Good | 1,521.51 | NO
Waite_WT44-Plant Genomics Centre_Level Two_2.38 _ Office - Snr Research Fellow | WT-WT44-02-2.38 | WT44-02-2.38-Office - Snr Research Fellow | Waite | WT | WT44 | Plant Genomics Centre | 02 | Level Two | 2.38 | 99990 | Research Relationship | 859 | Infrastructure | 119.8 | Office - Snr Research Fellow | 1 | Office Space Group | 102 | Office - Research Staff |  | Good | 13,674.19 | NO
Waite_WT44-Plant Genomics Centre_Level Two_2.38A _ Entry | WT-WT44-02-2.38A | WT44-02-2.38A-Entry | Waite | WT | WT44 | Plant Genomics Centre | 02 | Level Two | 2.38A | 99990 | Research Relationship | 859 | Infrastructure | 1.1 | Entry | 8 | Non Useable Floor Area Space Group | 805 | Non-usable - Circulation space |  | Good | 0.00 | NO
Waite_WT44-Plant Genomics Centre_Level Two_2.39 _ Office - SRF | WT-WT44-02-2.39 | WT44-02-2.39-Office - SRF | Waite | WT | WT44 | Plant Genomics Centre | 02 | Level Two | 2.39 | 99990 | Research Relationship | 859 | Infrastructure | 15.3 | Office - SRF | 1 | Office Space Group | 101 | Office - Academic Staff |  | Good | 1,746.37 | NO
Waite_WT44-Plant Genomics Centre_Level Two_2.40 _ Office | WT-WT44-02-2.40 | WT44-02-2.40-Office | Waite | WT | WT44 | Plant Genomics Centre | 02 | Level Two | 2.40 | 99990 | Research Relationship | 859 | Infrastructure | 14.16 | Office | 1 | Office Space Group | 101 | Office - Academic Staff |  | Good | 1,616.25 | NO
Waite_WT44-Plant Genomics Centre_Level Two_2.41 _ Corr. 6 | WT-WT44-02-2.41 | WT44-02-2.41-Corr. 6 | Waite | WT | WT44 | Plant Genomics Centre | 02 | Level Two | 2.41 | 99939 | Unusable Spaces | 99939 | Unusable Spaces | 12.41 | Corr. 6 | 8 | Non Useable Floor Area Space Group | 805 | Non-usable - Circulation space |  | Unknown | 0.00 | NO
Waite_WT44-Plant Genomics Centre_Level Two_2.41A _ DB 2 | WT-WT44-02-2.41A | WT44-02-2.41A-DB 2 | Waite | WT | WT44 | Plant Genomics Centre | 02 | Level Two | 2.41A | 99990 | Research Relationship | 859 | Infrastructure | 2.55 | DB 2 | 8 | Non Useable Floor Area Space Group | 815 | Non-usable - Switch room |  | Good | 0.00 | NO
Waite_WT44-Plant Genomics Centre_Level Two_2.41B _ Wash Area | WT-WT44-02-2.41B | WT44-02-2.41B-Wash Area | Waite | WT | WT44 | Plant Genomics Centre | 02 | Level Two | 2.41B | 99990 | Research Relationship | 859 | Infrastructure | 2.05 | Wash Area | 4 | Ancillary Area Space Group | 401 | Ancillary Area - Laboratory Service and Preparation |  | Good | 205.91 | NO
Waite_WT44-Plant Genomics Centre_Level Two_2.42 _ WC - U - Access (RH + S) | WT-WT44-02-2.42 | WT44-02-2.42-WC - U - Access (RH + S) | Waite | WT | WT44 | Plant Genomics Centre | 02 | Level Two | 2.42 | 99939 | Unusable Spaces | 99939 | Unusable Spaces | 6.25 | WC - U - Access (RH + S) | 8 | Non Useable Floor Area Space Group | 818 | Non-usable - Toilets/Amenities - Unisex Accessible |  | Unknown | 0.00 | NO
Waite_WT44-Plant Genomics Centre_Level Two_2.43 _ Freezer Room | WT-WT44-02-2.43 | WT44-02-2.43-Freezer Room | Waite | WT | WT44 | Plant Genomics Centre | 02 | Level Two | 2.43 | 99990 | Research Relationship | 859 | Infrastructure | 22.13 | Freezer Room | 4 | Ancillary Area Space Group | 405 | Ancillary Area - Constant Temperature/ Freezer/Cold/Warm Rooms |  | Good | 2,222.84 | NO
Waite_WT44-Plant Genomics Centre_Level Two_2.44 _ Equipment Room 2 [PC2-Cert] | WT-WT44-02-2.44 | WT44-02-2.44-Equipment Room 2 [PC2-Cert] | Waite | WT | WT44 | Plant Genomics Centre | 02 | Level Two | 2.44 | 99990 | Research Relationship | 859 | Infrastructure | 20.08 | Equipment Room 2 [PC2-Cert] | 4 | Ancillary Area Space Group | 419 | Ancillary Area - Store Room - Generic | RATED - PC2 | Good | 2,016.93 | NO
Waite_WT44-Plant Genomics Centre_Level Two_2.45 _ Cold Room 1 | WT-WT44-02-2.45 | WT44-02-2.45-Cold Room 1 | Waite | WT | WT44 | Plant Genomics Centre | 02 | Level Two | 2.45 | 99990 | Research Relationship | 859 | Infrastructure | 9.02 | Cold Room 1 | 4 | Ancillary Area Space Group | 405 | Ancillary Area - Constant Temperature/ Freezer/Cold/Warm Rooms |  | Good | 906.01 | NO
Waite_WT44-Plant Genomics Centre_Level Two_2.46 _ Store | WT-WT44-02-2.46 | WT44-02-2.46-Store | Waite | WT | WT44 | Plant Genomics Centre | 02 | Level Two | 2.46 | 99990 | Research Relationship | 859 | Infrastructure | 5.06 | Store | 4 | Ancillary Area Space Group | 419 | Ancillary Area - Store Room - Generic |  | Good | 508.25 | NO
Waite_WT44-Plant Genomics Centre_Level Two_2.47 _ WC - M | WT-WT44-02-2.47 | WT44-02-2.47-WC - M | Waite | WT | WT44 | Plant Genomics Centre | 02 | Level Two | 2.47 | 99939 | Unusable Spaces | 99939 | Unusable Spaces | 13.55 | WC - M | 8 | Non Useable Floor Area Space Group | 821 | Non-usable - Toilets/Amenities - Male |  | Unknown | 0.00 | NO
Waite_WT44-Plant Genomics Centre_Level Two_2.47A _ A/L | WT-WT44-02-2.47A | WT44-02-2.47A-A/L | Waite | WT | WT44 | Plant Genomics Centre | 02 | Level Two | 2.47A | 99990 | Research Relationship | 859 | Infrastructure | 1.84 | A/L | 8 | Non Useable Floor Area Space Group | 835 | Non-usable - Toilets/Amenities - Other |  | Good | 0.00 | NO
Waite_WT44-Plant Genomics Centre_Level Two_2.48 _ WC - F | WT-WT44-02-2.48 | WT44-02-2.48-WC - F | Waite | WT | WT44 | Plant Genomics Centre | 02 | Level Two | 2.48 | 99939 | Unusable Spaces | 99939 | Unusable Spaces | 13.55 | WC - F | 8 | Non Useable Floor Area Space Group | 820 | Non-usable - Toilets/Amenities - Female |  | Unknown | 0.00 | NO
Waite_WT44-Plant Genomics Centre_Level Two_2.48A _ A/L | WT-WT44-02-2.48A | WT44-02-2.48A-A/L | Waite | WT | WT44 | Plant Genomics Centre | 02 | Level Two | 2.48A | 99990 | Research Relationship | 859 | Infrastructure | 1.84 | A/L | 8 | Non Useable Floor Area Space Group | 835 | Non-usable - Toilets/Amenities - Other |  | Good | 0.00 | NO
Waite_WT44-Plant Genomics Centre_Level Two_2.49 _ Cleaner | WT-WT44-02-2.49 | WT44-02-2.49-Cleaner | Waite | WT | WT44 | Plant Genomics Centre | 02 | Level Two | 2.49 | 99939 | Unusable Spaces | 99939 | Unusable Spaces | 5.06 | Cleaner | 8 | Non Useable Floor Area Space Group | 806 | Non-usable - Cleaners room |  | Unknown | 0.00 | NO
Waite_WT44-Plant Genomics Centre_Level Two_2.50 _ Cold Room 2 | WT-WT44-02-2.50 | WT44-02-2.50-Cold Room 2 | Waite | WT | WT44 | Plant Genomics Centre | 02 | Level Two | 2.50 | 99990 | Research Relationship | 859 | Infrastructure | 9.02 | Cold Room 2 | 4 | Ancillary Area Space Group | 405 | Ancillary Area - Constant Temperature/ Freezer/Cold/Warm Rooms |  | Good | 906.01 | NO
Waite_WT44-Plant Genomics Centre_Level Two_2.51 _ Corr. 2 | WT-WT44-02-2.51 | WT44-02-2.51-Corr. 2 | Waite | WT | WT44 | Plant Genomics Centre | 02 | Level Two | 2.51 | 99939 | Unusable Spaces | 99939 | Unusable Spaces | 10.71 | Corr. 2 | 8 | Non Useable Floor Area Space Group | 805 | Non-usable - Circulation space |  | Unknown | 0.00 | NO
Waite_WT44-Plant Genomics Centre_Level Two_2.51A _ Stair 2 | WT-WT44-02-2.51A | WT44-02-2.51A-Stair 2 | Waite | WT | WT44 | Plant Genomics Centre | 02 | Level Two | 2.51A | 99990 | Research Relationship | 859 | Infrastructure | 7.56 | Stair 2 | 8 | Non Useable Floor Area Space Group | 805 | Non-usable - Circulation space |  | Good | 0.00 | NO
Waite_WT44-Plant Genomics Centre_Level Two_2.52 _ Corr. 3 | WT-WT44-02-2.52 | WT44-02-2.52-Corr. 3 | Waite | WT | WT44 | Plant Genomics Centre | 02 | Level Two | 2.52 | 99939 | Unusable Spaces | 99939 | Unusable Spaces | 45.99 | Corr. 3 | 8 | Non Useable Floor Area Space Group | 805 | Non-usable - Circulation space |  | Unknown | 0.00 | NO
Waite_WT44-Plant Genomics Centre_Level Two_2.52A _ FHR 4 | WT-WT44-02-2.52A | WT44-02-2.52A-FHR 4 | Waite | WT | WT44 | Plant Genomics Centre | 02 | Level Two | 2.52A | 99990 | Research Relationship | 859 | Infrastructure | 1.43 | FHR 4 | 8 | Non Useable Floor Area Space Group | 840 | Non-usable - Service riser |  | Good | 0.00 | NO
Waite_WT44-Plant Genomics Centre_Level Two_2.53 _ Corr. 4 | WT-WT44-02-2.53 | WT44-02-2.53-Corr. 4 | Waite | WT | WT44 | Plant Genomics Centre | 02 | Level Two | 2.53 | 99939 | Unusable Spaces | 99939 | Unusable Spaces | 10.3 | Corr. 4 | 8 | Non Useable Floor Area Space Group | 805 | Non-usable - Circulation space |  | Unknown | 0.00 | NO
Waite_WT44-Plant Genomics Centre_Level Two_2.53A _ Stair 1 | WT-WT44-02-2.53A | WT44-02-2.53A-Stair 1 | Waite | WT | WT44 | Plant Genomics Centre | 02 | Level Two | 2.53A | 99990 | Research Relationship | 859 | Infrastructure | 7.62 | Stair 1 | 8 | Non Useable Floor Area Space Group | 805 | Non-usable - Circulation space |  | Good | 0.00 | NO
Waite_WT44-Plant Genomics Centre_Level Two_2.54 _ Corr. 1 | WT-WT44-02-2.54 | WT44-02-2.54-Corr. 1 | Waite | WT | WT44 | Plant Genomics Centre | 02 | Level Two | 2.54 | 99939 | Unusable Spaces | 99939 | Unusable Spaces | 45.99 | Corr. 1 | 8 | Non Useable Floor Area Space Group | 805 | Non-usable - Circulation space |  | Unknown | 0.00 | NO
Waite_WT44-Plant Genomics Centre_Level Two_2.54A _ FHR 3 | WT-WT44-02-2.54A | WT44-02-2.54A-FHR 3 | Waite | WT | WT44 | Plant Genomics Centre | 02 | Level Two | 2.54A | 99990 | Research Relationship | 859 | Infrastructure | 1.12 | FHR 3 | 8 | Non Useable Floor Area Space Group | 840 | Non-usable - Service riser |  | Good | 0.00 | NO
Waite_WT44-Plant Genomics Centre_Level Two_2.54B _ Lift | WT-WT44-02-2.54B | WT44-02-2.54B-Lift | Waite | WT | WT44 | Plant Genomics Centre | 02 | Level Two | 2.54B | 99990 | Research Relationship | 859 | Infrastructure | 5.5 | Lift | 8 | Non Useable Floor Area Space Group | 838 | Non-usable - Lift |  | Good | 0.00 | NO
Waite_WT44-Plant Genomics Centre_Level Two_2.57 _ IT Server Room | WT-WT44-02-2.57 | WT44-02-2.57-IT Server Room | Waite | WT | WT44 | Plant Genomics Centre | 02 | Level Two | 2.57 | 99990 | Research Relationship | 859 | Infrastructure | 9.78 | IT Server Room | 8 | Non Useable Floor Area Space Group | 815 | Non-usable - Switch room |  | Good | 0.00 | NO
Waite_WT44-Plant Genomics Centre_Undercroft_1 _ Carpark | WT-WT44-UC-1 | WT44-UC-1-Carpark | Waite | WT | WT44 | Plant Genomics Centre | UC | Undercroft | 1 | 99990 | Research Relationship | 859 | Infrastructure | 13.75 | Carpark | 8 | Non Useable Floor Area Space Group | 804 | Non-usable - Car park < 50% of building - Not usable TEFMA |  | Good | 0.00 | NO
Waite_WT44-Plant Genomics Centre_Undercroft_10 _ Carpark | WT-WT44-UC-10 | WT44-UC-10-Carpark | Waite | WT | WT44 | Plant Genomics Centre | UC | Undercroft | 10 | 99997 | Parking Spaces | 99939 | Unusable Spaces | 13.75 | Carpark | 8 | Non Useable Floor Area Space Group | 804 | Non-usable - Car park < 50% of building - Not usable TEFMA |  | Unknown | 0.00 | NO
Waite_WT44-Plant Genomics Centre_Undercroft_11 _ Carpark | WT-WT44-UC-11 | WT44-UC-11-Carpark | Waite | WT | WT44 | Plant Genomics Centre | UC | Undercroft | 11 | 99997 | Parking Spaces | 99939 | Unusable Spaces | 13.75 | Carpark | 8 | Non Useable Floor Area Space Group | 804 | Non-usable - Car park < 50% of building - Not usable TEFMA |  | Unknown | 0.00 | NO
Waite_WT44-Plant Genomics Centre_Undercroft_12 _ Carpark | WT-WT44-UC-12 | WT44-UC-12-Carpark | Waite | WT | WT44 | Plant Genomics Centre | UC | Undercroft | 12 | 99997 | Parking Spaces | 99939 | Unusable Spaces | 13.75 | Carpark | 8 | Non Useable Floor Area Space Group | 804 | Non-usable - Car park < 50% of building - Not usable TEFMA |  | Unknown | 0.00 | NO
Waite_WT44-Plant Genomics Centre_Undercroft_13 _ Carpark | WT-WT44-UC-13 | WT44-UC-13-Carpark | Waite | WT | WT44 | Plant Genomics Centre | UC | Undercroft | 13 | 99997 | Parking Spaces | 99939 | Unusable Spaces | 13.75 | Carpark | 8 | Non Useable Floor Area Space Group | 804 | Non-usable - Car park < 50% of building - Not usable TEFMA |  | Unknown | 0.00 | NO
Waite_WT44-Plant Genomics Centre_Undercroft_14 _ Carpark | WT-WT44-UC-14 | WT44-UC-14-Carpark | Waite | WT | WT44 | Plant Genomics Centre | UC | Undercroft | 14 | 141 | School of Agriculture, Food and Wine | 141 | School of Agriculture, Food and Wine | 13.75 | Carpark | 8 | Non Useable Floor Area Space Group | 804 | Non-usable - Car park < 50% of building - Not usable TEFMA |  | Good | 0.00 | NO
Waite_WT44-Plant Genomics Centre_Undercroft_15 _ Carpark | WT-WT44-UC-15 | WT44-UC-15-Carpark | Waite | WT | WT44 | Plant Genomics Centre | UC | Undercroft | 15 | 99990 | Research Relationship | 859 | Infrastructure | 13.75 | Carpark | 8 | Non Useable Floor Area Space Group | 804 | Non-usable - Car park < 50% of building - Not usable TEFMA |  | Good | 0.00 | NO
Waite_WT44-Plant Genomics Centre_Undercroft_16 _ Carpark | WT-WT44-UC-16 | WT44-UC-16-Carpark | Waite | WT | WT44 | Plant Genomics Centre | UC | Undercroft | 16 | 99990 | Research Relationship | 859 | Infrastructure | 13.75 | Carpark | 8 | Non Useable Floor Area Space Group | 804 | Non-usable - Car park < 50% of building - Not usable TEFMA |  | Good | 0.00 | NO
Waite_WT44-Plant Genomics Centre_Undercroft_17 _ Carpark | WT-WT44-UC-17 | WT44-UC-17-Carpark | Waite | WT | WT44 | Plant Genomics Centre | UC | Undercroft | 17 | 99990 | Research Relationship | 859 | Infrastructure | 13.75 | Carpark | 8 | Non Useable Floor Area Space Group | 804 | Non-usable - Car park < 50% of building - Not usable TEFMA |  | Good | 0.00 | NO
Waite_WT44-Plant Genomics Centre_Undercroft_18 _ Carpark | WT-WT44-UC-18 | WT44-UC-18-Carpark | Waite | WT | WT44 | Plant Genomics Centre | UC | Undercroft | 18 | 141 | School of Agriculture, Food and Wine | 141 | School of Agriculture, Food and Wine | 13.75 | Carpark | 8 | Non Useable Floor Area Space Group | 804 | Non-usable - Car park < 50% of building - Not usable TEFMA |  | Good | 0.00 | NO
Waite_WT44-Plant Genomics Centre_Undercroft_19 _ Carpark | WT-WT44-UC-19 | WT44-UC-19-Carpark | Waite | WT | WT44 | Plant Genomics Centre | UC | Undercroft | 19 | 99997 | Parking Spaces | 99939 | Unusable Spaces | 13.75 | Carpark | 8 | Non Useable Floor Area Space Group | 804 | Non-usable - Car park < 50% of building - Not usable TEFMA |  | Unknown | 0.00 | NO
Waite_WT44-Plant Genomics Centre_Undercroft_2 _ Carpark | WT-WT44-UC-2 | WT44-UC-2-Carpark | Waite | WT | WT44 | Plant Genomics Centre | UC | Undercroft | 2 | 99990 | Research Relationship | 859 | Infrastructure | 13.75 | Carpark | 8 | Non Useable Floor Area Space Group | 804 | Non-usable - Car park < 50% of building - Not usable TEFMA |  | Good | 0.00 | NO
Waite_WT44-Plant Genomics Centre_Undercroft_20 _ Carpark | WT-WT44-UC-20 | WT44-UC-20-Carpark | Waite | WT | WT44 | Plant Genomics Centre | UC | Undercroft | 20 | 99990 | Research Relationship | 859 | Infrastructure | 13.75 | Carpark | 8 | Non Useable Floor Area Space Group | 804 | Non-usable - Car park < 50% of building - Not usable TEFMA |  | Good | 0.00 | NO
Waite_WT44-Plant Genomics Centre_Undercroft_21 _ Carpark | WT-WT44-UC-21 | WT44-UC-21-Carpark | Waite | WT | WT44 | Plant Genomics Centre | UC | Undercroft | 21 | 99990 | Research Relationship | 859 | Infrastructure | 13.75 | Carpark | 8 | Non Useable Floor Area Space Group | 804 | Non-usable - Car park < 50% of building - Not usable TEFMA |  | Good | 0.00 | NO
Waite_WT44-Plant Genomics Centre_Undercroft_22 _ Carpark | WT-WT44-UC-22 | WT44-UC-22-Carpark | Waite | WT | WT44 | Plant Genomics Centre | UC | Undercroft | 22 | 99990 | Research Relationship | 859 | Infrastructure | 13.75 | Carpark | 8 | Non Useable Floor Area Space Group | 804 | Non-usable - Car park < 50% of building - Not usable TEFMA |  | Good | 0.00 | NO
Waite_WT44-Plant Genomics Centre_Undercroft_23 _ Carpark | WT-WT44-UC-23 | WT44-UC-23-Carpark | Waite | WT | WT44 | Plant Genomics Centre | UC | Undercroft | 23 | 141 | School of Agriculture, Food and Wine | 141 | School of Agriculture, Food and Wine | 13.75 | Carpark | 8 | Non Useable Floor Area Space Group | 804 | Non-usable - Car park < 50% of building - Not usable TEFMA |  | Good | 0.00 | NO
Waite_WT44-Plant Genomics Centre_Undercroft_24 _ Carpark | WT-WT44-UC-24 | WT44-UC-24-Carpark | Waite | WT | WT44 | Plant Genomics Centre | UC | Undercroft | 24 | 99997 | Parking Spaces | 99939 | Unusable Spaces | 13.75 | Carpark | 8 | Non Useable Floor Area Space Group | 804 | Non-usable - Car park < 50% of building - Not usable TEFMA |  | Unknown | 0.00 | NO
Waite_WT44-Plant Genomics Centre_Undercroft_25 _ Carpark | WT-WT44-UC-25 | WT44-UC-25-Carpark | Waite | WT | WT44 | Plant Genomics Centre | UC | Undercroft | 25 | 99990 | Research Relationship | 859 | Infrastructure | 14.56 | Carpark | 8 | Non Useable Floor Area Space Group | 804 | Non-usable - Car park < 50% of building - Not usable TEFMA |  | Good | 0.00 | NO
Waite_WT44-Plant Genomics Centre_Undercroft_26 _ Carpark | WT-WT44-UC-26 | WT44-UC-26-Carpark | Waite | WT | WT44 | Plant Genomics Centre | UC | Undercroft | 26 | 99990 | Research Relationship | 859 | Infrastructure | 14.56 | Carpark | 8 | Non Useable Floor Area Space Group | 804 | Non-usable - Car park < 50% of building - Not usable TEFMA |  | Good | 0.00 | NO
Waite_WT44-Plant Genomics Centre_Undercroft_27 _ Carpark | WT-WT44-UC-27 | WT44-UC-27-Carpark | Waite | WT | WT44 | Plant Genomics Centre | UC | Undercroft | 27 | 99990 | Research Relationship | 859 | Infrastructure | 13 | Carpark | 8 | Non Useable Floor Area Space Group | 804 | Non-usable - Car park < 50% of building - Not usable TEFMA |  | Good | 0.00 | NO
Waite_WT44-Plant Genomics Centre_Undercroft_28 _ Carpark | WT-WT44-UC-28 | WT44-UC-28-Carpark | Waite | WT | WT44 | Plant Genomics Centre | UC | Undercroft | 28 | 99997 | Parking Spaces | 99939 | Unusable Spaces | 13 | Carpark | 8 | Non Useable Floor Area Space Group | 804 | Non-usable - Car park < 50% of building - Not usable TEFMA |  | Unknown | 0.00 | NO
Waite_WT44-Plant Genomics Centre_Undercroft_29 _ Carpark | WT-WT44-UC-29 | WT44-UC-29-Carpark | Waite | WT | WT44 | Plant Genomics Centre | UC | Undercroft | 29 | 99997 | Parking Spaces | 99939 | Unusable Spaces | 14.69 | Carpark | 8 | Non Useable Floor Area Space Group | 804 | Non-usable - Car park < 50% of building - Not usable TEFMA |  | Unknown | 0.00 | NO
Waite_WT44-Plant Genomics Centre_Undercroft_3 _ Carpark | WT-WT44-UC-3 | WT44-UC-3-Carpark | Waite | WT | WT44 | Plant Genomics Centre | UC | Undercroft | 3 | 99990 | Research Relationship | 859 | Infrastructure | 13.75 | Carpark | 8 | Non Useable Floor Area Space Group | 804 | Non-usable - Car park < 50% of building - Not usable TEFMA |  | Good | 0.00 | NO
Waite_WT44-Plant Genomics Centre_Undercroft_30 _ Carpark | WT-WT44-UC-30 | WT44-UC-30-Carpark | Waite | WT | WT44 | Plant Genomics Centre | UC | Undercroft | 30 | 99997 | Parking Spaces | 99939 | Unusable Spaces | 14.69 | Carpark | 8 | Non Useable Floor Area Space Group | 804 | Non-usable - Car park < 50% of building - Not usable TEFMA |  | Unknown | 0.00 | NO
Waite_WT44-Plant Genomics Centre_Undercroft_31 _ Carpark | WT-WT44-UC-31 | WT44-UC-31-Carpark | Waite | WT | WT44 | Plant Genomics Centre | UC | Undercroft | 31 | 99990 | Research Relationship | 859 | Infrastructure | 14.56 | Carpark | 8 | Non Useable Floor Area Space Group | 804 | Non-usable - Car park < 50% of building - Not usable TEFMA |  | Good | 0.00 | NO
Waite_WT44-Plant Genomics Centre_Undercroft_32 _ Carpark | WT-WT44-UC-32 | WT44-UC-32-Carpark | Waite | WT | WT44 | Plant Genomics Centre | UC | Undercroft | 32 | 99997 | Parking Spaces | 99939 | Unusable Spaces | 14.56 | Carpark | 8 | Non Useable Floor Area Space Group | 804 | Non-usable - Car park < 50% of building - Not usable TEFMA |  | Unknown | 0.00 | NO
Waite_WT44-Plant Genomics Centre_Undercroft_33 _ Carpark | WT-WT44-UC-33 | WT44-UC-33-Carpark | Waite | WT | WT44 | Plant Genomics Centre | UC | Undercroft | 33 | 99997 | Parking Spaces | 99939 | Unusable Spaces | 13 | Carpark | 8 | Non Useable Floor Area Space Group | 804 | Non-usable - Car park < 50% of building - Not usable TEFMA |  | Unknown | 0.00 | NO
Waite_WT44-Plant Genomics Centre_Undercroft_34 _ Carpark | WT-WT44-UC-34 | WT44-UC-34-Carpark | Waite | WT | WT44 | Plant Genomics Centre | UC | Undercroft | 34 | 99990 | Research Relationship | 859 | Infrastructure | 13 | Carpark | 8 | Non Useable Floor Area Space Group | 804 | Non-usable - Car park < 50% of building - Not usable TEFMA |  | Good | 0.00 | NO
Waite_WT44-Plant Genomics Centre_Undercroft_35 _ Carpark | WT-WT44-UC-35 | WT44-UC-35-Carpark | Waite | WT | WT44 | Plant Genomics Centre | UC | Undercroft | 35 | 99990 | Research Relationship | 859 | Infrastructure | 14.69 | Carpark | 8 | Non Useable Floor Area Space Group | 804 | Non-usable - Car park < 50% of building - Not usable TEFMA |  | Good | 0.00 | NO
Waite_WT44-Plant Genomics Centre_Undercroft_36 _ Carpark | WT-WT44-UC-36 | WT44-UC-36-Carpark | Waite | WT | WT44 | Plant Genomics Centre | UC | Undercroft | 36 | 99990 | Research Relationship | 859 | Infrastructure | 14.69 | Carpark | 8 | Non Useable Floor Area Space Group | 804 | Non-usable - Car park < 50% of building - Not usable TEFMA |  | Good | 0.00 | NO
Waite_WT44-Plant Genomics Centre_Undercroft_37 _ Carpark | WT-WT44-UC-37 | WT44-UC-37-Carpark | Waite | WT | WT44 | Plant Genomics Centre | UC | Undercroft | 37 | 99990 | Research Relationship | 859 | Infrastructure | 13.75 | Carpark | 8 | Non Useable Floor Area Space Group | 804 | Non-usable - Car park < 50% of building - Not usable TEFMA |  | Good | 0.00 | NO
Waite_WT44-Plant Genomics Centre_Undercroft_38 _ Carpark | WT-WT44-UC-38 | WT44-UC-38-Carpark | Waite | WT | WT44 | Plant Genomics Centre | UC | Undercroft | 38 | 99997 | Parking Spaces | 99939 | Unusable Spaces | 13.75 | Carpark | 8 | Non Useable Floor Area Space Group | 804 | Non-usable - Car park < 50% of building - Not usable TEFMA |  | Unknown | 0.00 | NO
Waite_WT44-Plant Genomics Centre_Undercroft_39 _ Carpark | WT-WT44-UC-39 | WT44-UC-39-Carpark | Waite | WT | WT44 | Plant Genomics Centre | UC | Undercroft | 39 | 99990 | Research Relationship | 859 | Infrastructure | 13.75 | Carpark | 8 | Non Useable Floor Area Space Group | 804 | Non-usable - Car park < 50% of building - Not usable TEFMA |  | Good | 0.00 | NO
Waite_WT44-Plant Genomics Centre_Undercroft_4 _ Carpark | WT-WT44-UC-4 | WT44-UC-4-Carpark | Waite | WT | WT44 | Plant Genomics Centre | UC | Undercroft | 4 | 99990 | Research Relationship | 859 | Infrastructure | 13.75 | Carpark | 8 | Non Useable Floor Area Space Group | 804 | Non-usable - Car park < 50% of building - Not usable TEFMA |  | Good | 0.00 | NO
Waite_WT44-Plant Genomics Centre_Undercroft_40 _ Carpark | WT-WT44-UC-40 | WT44-UC-40-Carpark | Waite | WT | WT44 | Plant Genomics Centre | UC | Undercroft | 40 | 99997 | Parking Spaces | 99939 | Unusable Spaces | 13.75 | Carpark | 8 | Non Useable Floor Area Space Group | 804 | Non-usable - Car park < 50% of building - Not usable TEFMA |  | Unknown | 0.00 | NO
Waite_WT44-Plant Genomics Centre_Undercroft_41 _ Carpark | WT-WT44-UC-41 | WT44-UC-41-Carpark | Waite | WT | WT44 | Plant Genomics Centre | UC | Undercroft | 41 | 99997 | Parking Spaces | 99939 | Unusable Spaces | 13.75 | Carpark | 8 | Non Useable Floor Area Space Group | 804 | Non-usable - Car park < 50% of building - Not usable TEFMA |  | Unknown | 0.00 | NO
Waite_WT44-Plant Genomics Centre_Undercroft_42 _ Carpark | WT-WT44-UC-42 | WT44-UC-42-Carpark | Waite | WT | WT44 | Plant Genomics Centre | UC | Undercroft | 42 | 99990 | Research Relationship | 859 | Infrastructure | 13.75 | Carpark | 8 | Non Useable Floor Area Space Group | 804 | Non-usable - Car park < 50% of building - Not usable TEFMA |  | Good | 0.00 | NO
Waite_WT44-Plant Genomics Centre_Undercroft_43 _ Carpark | WT-WT44-UC-43 | WT44-UC-43-Carpark | Waite | WT | WT44 | Plant Genomics Centre | UC | Undercroft | 43 | 99997 | Parking Spaces | 99939 | Unusable Spaces | 13.75 | Carpark | 8 | Non Useable Floor Area Space Group | 804 | Non-usable - Car park < 50% of building - Not usable TEFMA |  | Unknown | 0.00 | NO
Waite_WT44-Plant Genomics Centre_Undercroft_44 _ Carpark | WT-WT44-UC-44 | WT44-UC-44-Carpark | Waite | WT | WT44 | Plant Genomics Centre | UC | Undercroft | 44 | 99997 | Parking Spaces | 99939 | Unusable Spaces | 13.75 | Carpark | 8 | Non Useable Floor Area Space Group | 804 | Non-usable - Car park < 50% of building - Not usable TEFMA |  | Unknown | 0.00 | NO
Waite_WT44-Plant Genomics Centre_Undercroft_45 _ Carpark | WT-WT44-UC-45 | WT44-UC-45-Carpark | Waite | WT | WT44 | Plant Genomics Centre | UC | Undercroft | 45 | 99997 | Parking Spaces | 99939 | Unusable Spaces | 13.75 | Carpark | 8 | Non Useable Floor Area Space Group | 804 | Non-usable - Car park < 50% of building - Not usable TEFMA |  | Unknown | 0.00 | NO
Waite_WT44-Plant Genomics Centre_Undercroft_46 _ Carpark | WT-WT44-UC-46 | WT44-UC-46-Carpark | Waite | WT | WT44 | Plant Genomics Centre | UC | Undercroft | 46 | 99997 | Parking Spaces | 99939 | Unusable Spaces | 13.75 | Carpark | 8 | Non Useable Floor Area Space Group | 804 | Non-usable - Car park < 50% of building - Not usable TEFMA |  | Unknown | 0.00 | NO
Waite_WT44-Plant Genomics Centre_Undercroft_47 _ Carpark | WT-WT44-UC-47 | WT44-UC-47-Carpark | Waite | WT | WT44 | Plant Genomics Centre | UC | Undercroft | 47 | 99997 | Parking Spaces | 99939 | Unusable Spaces | 13.75 | Carpark | 8 | Non Useable Floor Area Space Group | 804 | Non-usable - Car park < 50% of building - Not usable TEFMA |  | Unknown | 0.00 | NO
Waite_WT44-Plant Genomics Centre_Undercroft_48 _ Carpark | WT-WT44-UC-48 | WT44-UC-48-Carpark | Waite | WT | WT44 | Plant Genomics Centre | UC | Undercroft | 48 | 99997 | Parking Spaces | 99939 | Unusable Spaces | 13.75 | Carpark | 8 | Non Useable Floor Area Space Group | 804 | Non-usable - Car park < 50% of building - Not usable TEFMA |  | Unknown | 0.00 | NO
Waite_WT44-Plant Genomics Centre_Undercroft_49 _ Carpark | WT-WT44-UC-49 | WT44-UC-49-Carpark | Waite | WT | WT44 | Plant Genomics Centre | UC | Undercroft | 49 | 99997 | Parking Spaces | 99939 | Unusable Spaces | 17.59 | Carpark | 8 | Non Useable Floor Area Space Group | 804 | Non-usable - Car park < 50% of building - Not usable TEFMA |  | Unknown | 0.00 | NO
Waite_WT44-Plant Genomics Centre_Undercroft_5 _ Carpark | WT-WT44-UC-5 | WT44-UC-5-Carpark | Waite | WT | WT44 | Plant Genomics Centre | UC | Undercroft | 5 | 99990 | Research Relationship | 859 | Infrastructure | 13.75 | Carpark | 8 | Non Useable Floor Area Space Group | 804 | Non-usable - Car park < 50% of building - Not usable TEFMA |  | Good | 0.00 | NO
Waite_WT44-Plant Genomics Centre_Undercroft_50 _ Carpark | WT-WT44-UC-50 | WT44-UC-50-Carpark | Waite | WT | WT44 | Plant Genomics Centre | UC | Undercroft | 50 | 99997 | Parking Spaces | 99939 | Unusable Spaces | 17.59 | Carpark | 8 | Non Useable Floor Area Space Group | 804 | Non-usable - Car park < 50% of building - Not usable TEFMA |  | Unknown | 0.00 | NO
Waite_WT44-Plant Genomics Centre_Undercroft_51 _ Carpark | WT-WT44-UC-51 | WT44-UC-51-Carpark | Waite | WT | WT44 | Plant Genomics Centre | UC | Undercroft | 51 | 99997 | Parking Spaces | 99939 | Unusable Spaces | 13.75 | Carpark | 8 | Non Useable Floor Area Space Group | 804 | Non-usable - Car park < 50% of building - Not usable TEFMA |  | Unknown | 0.00 | NO
Waite_WT44-Plant Genomics Centre_Undercroft_52 _ Carpark | WT-WT44-UC-52 | WT44-UC-52-Carpark | Waite | WT | WT44 | Plant Genomics Centre | UC | Undercroft | 52 | 99997 | Parking Spaces | 99939 | Unusable Spaces | 13.75 | Carpark | 8 | Non Useable Floor Area Space Group | 804 | Non-usable - Car park < 50% of building - Not usable TEFMA |  | Unknown | 0.00 | NO
Waite_WT44-Plant Genomics Centre_Undercroft_53 _ Carpark | WT-WT44-UC-53 | WT44-UC-53-Carpark | Waite | WT | WT44 | Plant Genomics Centre | UC | Undercroft | 53 | 99997 | Parking Spaces | 99939 | Unusable Spaces | 13.75 | Carpark | 8 | Non Useable Floor Area Space Group | 804 | Non-usable - Car park < 50% of building - Not usable TEFMA |  | Unknown | 0.00 | NO
Waite_WT44-Plant Genomics Centre_Undercroft_54 _ Carpark | WT-WT44-UC-54 | WT44-UC-54-Carpark | Waite | WT | WT44 | Plant Genomics Centre | UC | Undercroft | 54 | 99997 | Parking Spaces | 99939 | Unusable Spaces | 13.75 | Carpark | 8 | Non Useable Floor Area Space Group | 804 | Non-usable - Car park < 50% of building - Not usable TEFMA |  | Unknown | 0.00 | NO
Waite_WT44-Plant Genomics Centre_Undercroft_55 _ Carpark | WT-WT44-UC-55 | WT44-UC-55-Carpark | Waite | WT | WT44 | Plant Genomics Centre | UC | Undercroft | 55 | 99997 | Parking Spaces | 99939 | Unusable Spaces | 13.75 | Carpark | 8 | Non Useable Floor Area Space Group | 804 | Non-usable - Car park < 50% of building - Not usable TEFMA |  | Unknown | 0.00 | NO
Waite_WT44-Plant Genomics Centre_Undercroft_56 _ Carpark | WT-WT44-UC-56 | WT44-UC-56-Carpark | Waite | WT | WT44 | Plant Genomics Centre | UC | Undercroft | 56 | 99997 | Parking Spaces | 99939 | Unusable Spaces | 13.75 | Carpark | 8 | Non Useable Floor Area Space Group | 804 | Non-usable - Car park < 50% of building - Not usable TEFMA |  | Unknown | 0.00 | NO
Waite_WT44-Plant Genomics Centre_Undercroft_57 _ Carpark | WT-WT44-UC-57 | WT44-UC-57-Carpark | Waite | WT | WT44 | Plant Genomics Centre | UC | Undercroft | 57 | 99997 | Parking Spaces | 99939 | Unusable Spaces | 13.75 | Carpark | 8 | Non Useable Floor Area Space Group | 804 | Non-usable - Car park < 50% of building - Not usable TEFMA |  | Unknown | 0.00 | NO
Waite_WT44-Plant Genomics Centre_Undercroft_58 _ Carpark | WT-WT44-UC-58 | WT44-UC-58-Carpark | Waite | WT | WT44 | Plant Genomics Centre | UC | Undercroft | 58 | 99997 | Parking Spaces | 99939 | Unusable Spaces | 13.75 | Carpark | 8 | Non Useable Floor Area Space Group | 804 | Non-usable - Car park < 50% of building - Not usable TEFMA |  | Unknown | 0.00 | NO
Waite_WT44-Plant Genomics Centre_Undercroft_59 _ Carpark | WT-WT44-UC-59 | WT44-UC-59-Carpark | Waite | WT | WT44 | Plant Genomics Centre | UC | Undercroft | 59 | 99997 | Parking Spaces | 99939 | Unusable Spaces | 13.75 | Carpark | 8 | Non Useable Floor Area Space Group | 804 | Non-usable - Car park < 50% of building - Not usable TEFMA |  | Unknown | 0.00 | NO
Waite_WT44-Plant Genomics Centre_Undercroft_6 _ Carpark | WT-WT44-UC-6 | WT44-UC-6-Carpark | Waite | WT | WT44 | Plant Genomics Centre | UC | Undercroft | 6 | 99997 | Parking Spaces | 99939 | Unusable Spaces | 13.75 | Carpark | 8 | Non Useable Floor Area Space Group | 804 | Non-usable - Car park < 50% of building - Not usable TEFMA |  | Unknown | 0.00 | NO
Waite_WT44-Plant Genomics Centre_Undercroft_60 _ Bikes & Motorbikes Park | WT-WT44-UC-60 | WT44-UC-60-Bikes & Motorbikes Park | Waite | WT | WT44 | Plant Genomics Centre | UC | Undercroft | 60 | 99997 | Parking Spaces | 99939 | Unusable Spaces | 28.08 | Bikes & Motorbikes Park | 8 | Non Useable Floor Area Space Group | 801 | Non-usable - Bicycle storage |  | Unknown | 0.00 | NO
Waite_WT44-Plant Genomics Centre_Undercroft_61 _ Vehicle Corridor 1 | WT-WT44-UC-61 | WT44-UC-61-Vehicle Corridor 1 | Waite | WT | WT44 | Plant Genomics Centre | UC | Undercroft | 61 | 99939 | Unusable Spaces | 99939 | Unusable Spaces | 401.08 | Vehicle Corridor 1 | 8 | Non Useable Floor Area Space Group | 804 | Non-usable - Car park < 50% of building - Not usable TEFMA |  | Unknown | 0.00 | NO
Waite_WT44-Plant Genomics Centre_Undercroft_61A _ Circ / FH | WT-WT44-UC-61A | WT44-UC-61A-Circ / FH | Waite | WT | WT44 | Plant Genomics Centre | UC | Undercroft | 61A | 99939 | Unusable Spaces | 99939 | Unusable Spaces | 2.43 | Circ / FH | 8 | Non Useable Floor Area Space Group | 805 | Non-usable - Circulation space |  | Unknown | 0.00 | NO
Waite_WT44-Plant Genomics Centre_Undercroft_62 _ Vehicle Corridor 2 | WT-WT44-UC-62 | WT44-UC-62-Vehicle Corridor 2 | Waite | WT | WT44 | Plant Genomics Centre | UC | Undercroft | 62 | 99939 | Unusable Spaces | 99939 | Unusable Spaces | 50.96 | Vehicle Corridor 2 | 8 | Non Useable Floor Area Space Group | 804 | Non-usable - Car park < 50% of building - Not usable TEFMA |  | Unknown | 0.00 | NO
Waite_WT44-Plant Genomics Centre_Undercroft_63 _ Vehicle Corridor 3 | WT-WT44-UC-63 | WT44-UC-63-Vehicle Corridor 3 | Waite | WT | WT44 | Plant Genomics Centre | UC | Undercroft | 63 | 99939 | Unusable Spaces | 99939 | Unusable Spaces | 425.78 | Vehicle Corridor 3 | 8 | Non Useable Floor Area Space Group | 804 | Non-usable - Car park < 50% of building - Not usable TEFMA |  | Unknown | 0.00 | NO
Waite_WT44-Plant Genomics Centre_Undercroft_63A _ Lift Lobby | WT-WT44-UC-63A | WT44-UC-63A-Lift Lobby | Waite | WT | WT44 | Plant Genomics Centre | UC | Undercroft | 63A | 99939 | Unusable Spaces | 99939 | Unusable Spaces | 4.33 | Lift Lobby | 8 | Non Useable Floor Area Space Group | 805 | Non-usable - Circulation space |  | Unknown | 0.00 | NO
Waite_WT44-Plant Genomics Centre_Undercroft_63B _ Lift | WT-WT44-UC-63B | WT44-UC-63B-Lift | Waite | WT | WT44 | Plant Genomics Centre | UC | Undercroft | 63B | 99939 | Unusable Spaces | 99939 | Unusable Spaces | 5.5 | Lift | 8 | Non Useable Floor Area Space Group | 838 | Non-usable - Lift |  | Unknown | 0.00 | NO
Waite_WT44-Plant Genomics Centre_Undercroft_63C _ Stair 3 | WT-WT44-UC-63C | WT44-UC-63C-Stair 3 | Waite | WT | WT44 | Plant Genomics Centre | UC | Undercroft | 63C | 99939 | Unusable Spaces | 99939 | Unusable Spaces | 14.36 | Stair 3 | 8 | Non Useable Floor Area Space Group | 805 | Non-usable - Circulation space |  | Unknown | 0.00 | NO
Waite_WT44-Plant Genomics Centre_Undercroft_64 _ Vehicle Corridor 4 | WT-WT44-UC-64 | WT44-UC-64-Vehicle Corridor 4 | Waite | WT | WT44 | Plant Genomics Centre | UC | Undercroft | 64 | 99939 | Unusable Spaces | 99939 | Unusable Spaces | 51.48 | Vehicle Corridor 4 | 8 | Non Useable Floor Area Space Group | 800 | Non-usable - Specific type not defined |  | Unknown | 0.00 | NO
Waite_WT44-Plant Genomics Centre_Undercroft_7 _ Carpark | WT-WT44-UC-7 | WT44-UC-7-Carpark | Waite | WT | WT44 | Plant Genomics Centre | UC | Undercroft | 7 | 99990 | Research Relationship | 859 | Infrastructure | 13.75 | Carpark | 8 | Non Useable Floor Area Space Group | 804 | Non-usable - Car park < 50% of building - Not usable TEFMA |  | Good | 0.00 | NO
Waite_WT44-Plant Genomics Centre_Undercroft_8 _ Carpark | WT-WT44-UC-8 | WT44-UC-8-Carpark | Waite | WT | WT44 | Plant Genomics Centre | UC | Undercroft | 8 | 99997 | Parking Spaces | 99939 | Unusable Spaces | 13.75 | Carpark | 8 | Non Useable Floor Area Space Group | 804 | Non-usable - Car park < 50% of building - Not usable TEFMA |  | Unknown | 0.00 | NO
Waite_WT44-Plant Genomics Centre_Undercroft_9 _ Carpark | WT-WT44-UC-9 | WT44-UC-9-Carpark | Waite | WT | WT44 | Plant Genomics Centre | UC | Undercroft | 9 | 99997 | Parking Spaces | 99939 | Unusable Spaces | 13.75 | Carpark | 8 | Non Useable Floor Area Space Group | 804 | Non-usable - Car park < 50% of building - Not usable TEFMA |  | Unknown | 0.00 | NO
Waite_WT44-Plant Genomics Centre_Undercroft_U.01 _ Ante Chamber - Growth Room [PC2-Cert] | WT-WT44-UC-U.01 | WT44-UC-U.01-Ante Chamber - Growth Room [PC2-Cert] | Waite | WT | WT44 | Plant Genomics Centre | UC | Undercroft | U.01 | 99990 | Research Relationship | 859 | Infrastructure | 10.51 | Ante Chamber - Growth Room [PC2-Cert] | 4 | Ancillary Area Space Group | 405 | Ancillary Area - Constant Temperature/ Freezer/Cold/Warm Rooms | RATED - PC2 | Good | 1,055.67 | NO
Waite_WT44-Plant Genomics Centre_Undercroft_U.01.01 _ Growth Room 01 - AGRF | WT-WT44-UC-U.01.01 | WT44-UC-U.01.01-Growth Room 01 - AGRF | Waite | WT | WT44 | Plant Genomics Centre | UC | Undercroft | U.01.01 | 99990 | Research Relationship | 859 | Infrastructure | 14.56 | Growth Room 01 - AGRF | 4 | Ancillary Area Space Group | 405 | Ancillary Area - Constant Temperature/ Freezer/Cold/Warm Rooms |  | Good | 1,462.48 | NO
Waite_WT44-Plant Genomics Centre_Undercroft_U.01.02 _ Growth Room 02- AGRF | WT-WT44-UC-U.01.02 | WT44-UC-U.01.02-Growth Room 02- AGRF | Waite | WT | WT44 | Plant Genomics Centre | UC | Undercroft | U.01.02 | 99990 | Research Relationship | 859 | Infrastructure | 14.56 | Growth Room 02- AGRF | 4 | Ancillary Area Space Group | 405 | Ancillary Area - Constant Temperature/ Freezer/Cold/Warm Rooms |  | Good | 1,462.48 | NO
Waite_WT44-Plant Genomics Centre_Undercroft_U.01.03 _ Growth Room 03 - AGRF | WT-WT44-UC-U.01.03 | WT44-UC-U.01.03-Growth Room 03 - AGRF | Waite | WT | WT44 | Plant Genomics Centre | UC | Undercroft | U.01.03 | 99990 | Research Relationship | 859 | Infrastructure | 14.56 | Growth Room 03 - AGRF | 4 | Ancillary Area Space Group | 405 | Ancillary Area - Constant Temperature/ Freezer/Cold/Warm Rooms |  | Good | 1,462.48 | NO
Waite_WT44-Plant Genomics Centre_Undercroft_U.01.04 _ Growth Room 04 - AGRF | WT-WT44-UC-U.01.04 | WT44-UC-U.01.04-Growth Room 04 - AGRF | Waite | WT | WT44 | Plant Genomics Centre | UC | Undercroft | U.01.04 | 99990 | Research Relationship | 859 | Infrastructure | 14.56 | Growth Room 04 - AGRF | 4 | Ancillary Area Space Group | 405 | Ancillary Area - Constant Temperature/ Freezer/Cold/Warm Rooms |  | Good | 1,462.48 | NO
Waite_WT44-Plant Genomics Centre_Undercroft_U.01A _ A/L - Growth Room | WT-WT44-UC-U.01A | WT44-UC-U.01A-A/L - Growth Room | Waite | WT | WT44 | Plant Genomics Centre | UC | Undercroft | U.01A | 99990 | Research Relationship | 859 | Infrastructure | 20.53 | A/L - Growth Room | 4 | Ancillary Area Space Group | 405 | Ancillary Area - Constant Temperature/ Freezer/Cold/Warm Rooms |  | Good | 2,062.13 | NO
Waite_WT44-Plant Genomics Centre_Undercroft_U.01B _ A/L - Growth Room - Quarantine | WT-WT44-UC-U.01B | WT44-UC-U.01B-A/L - Growth Room - Quarantine | Waite | WT | WT44 | Plant Genomics Centre | UC | Undercroft | U.01B | 99990 | Research Relationship | 859 | Infrastructure | 9.52 | A/L - Growth Room - Quarantine | 4 | Ancillary Area Space Group | 405 | Ancillary Area - Constant Temperature/ Freezer/Cold/Warm Rooms |  | Good | 956.23 | NO
Waite_WT44-Plant Genomics Centre_Undercroft_U.01C _ A/L - Growth Room | WT-WT44-UC-U.01C | WT44-UC-U.01C-A/L - Growth Room | Waite | WT | WT44 | Plant Genomics Centre | UC | Undercroft | U.01C | 99990 | Research Relationship | 859 | Infrastructure | 13.45 | A/L - Growth Room | 4 | Ancillary Area Space Group | 405 | Ancillary Area - Constant Temperature/ Freezer/Cold/Warm Rooms |  | Good | 1,350.98 | NO
Waite_WT44-Plant Genomics Centre_Undercroft_U.01D _ A/L - Growth Room | WT-WT44-UC-U.01D | WT44-UC-U.01D-A/L - Growth Room | Waite | WT | WT44 | Plant Genomics Centre | UC | Undercroft | U.01D | 99990 | Research Relationship | 859 | Infrastructure | 16.83 | A/L - Growth Room | 4 | Ancillary Area Space Group | 405 | Ancillary Area - Constant Temperature/ Freezer/Cold/Warm Rooms |  | Good | 1,690.49 | NO
Waite_WT44-Plant Genomics Centre_Undercroft_U.02 _ Chiller / PlantRoom | WT-WT44-UC-U.02 | WT44-UC-U.02-Chiller / PlantRoom | Waite | WT | WT44 | Plant Genomics Centre | UC | Undercroft | U.02 | 99939 | Unusable Spaces | 99939 | Unusable Spaces | 12.23 | Chiller / PlantRoom | 8 | Non Useable Floor Area Space Group | 811 | Non-usable - Plant room other |  | Unknown | 0.00 | NO
Waite_WT44-Plant Genomics Centre_Undercroft_U.02A _ Store / Shared Area | WT-WT44-UC-U.02A | WT44-UC-U.02A-Store / Shared Area | Waite | WT | WT44 | Plant Genomics Centre | UC | Undercroft | U.02A | 141 | School of Agriculture, Food and Wine | 141 | School of Agriculture, Food and Wine | 7.94 | Store / Shared Area | 4 | Ancillary Area Space Group | 419 | Ancillary Area - Store Room - Generic |  | Good | 797.53 | NO
Waite_WT44-Plant Genomics Centre_Undercroft_U.03 _ Switch Room | WT-WT44-UC-U.03 | WT44-UC-U.03-Switch Room | Waite | WT | WT44 | Plant Genomics Centre | UC | Undercroft | U.03 | 99939 | Unusable Spaces | 99939 | Unusable Spaces | 11.89 | Switch Room | 8 | Non Useable Floor Area Space Group | 815 | Non-usable - Switch room |  | Unknown | 0.00 | NO
Waite_WT44-Plant Genomics Centre_Undercroft_U.04 _ Prep.Area 2 Workshop | WT-WT44-UC-U.04 | WT44-UC-U.04-Prep.Area 2 Workshop | Waite | WT | WT44 | Plant Genomics Centre | UC | Undercroft | U.04 | 99990 | Research Relationship | 859 | Infrastructure | 28.33 | Prep.Area 2 Workshop | 4 | Ancillary Area Space Group | 401 | Ancillary Area - Laboratory Service and Preparation |  | Good | 2,845.60 | NO
Waite_WT44-Plant Genomics Centre_Undercroft_U.05 _ Trolleys Prep.Area D | WT-WT44-UC-U.05 | WT44-UC-U.05-Trolleys Prep.Area D | Waite | WT | WT44 | Plant Genomics Centre | UC | Undercroft | U.05 | 99990 | Research Relationship | 859 | Infrastructure | 24.96 | Trolleys Prep.Area D | 4 | Ancillary Area Space Group | 401 | Ancillary Area - Laboratory Service and Preparation |  | Good | 2,507.10 | NO
Waite_WT44-Plant Genomics Centre_Undercroft_U.06 _ Isotope Room - Share | WT-WT44-UC-U.06 | WT44-UC-U.06-Isotope Room - Share | Waite | WT | WT44 | Plant Genomics Centre | UC | Undercroft | U.06 | 141 | School of Agriculture, Food and Wine | 141 | School of Agriculture, Food and Wine | 5.68 | Isotope Room - Share | 3 | Specialist Teaching or Research Space Group | 300 | Laboratory - Specialist teaching and research - type not defined |  | Good | 862.27 | NO
Waite_WT44-Plant Genomics Centre_Undercroft_U.06A _ Stair 1 | WT-WT44-UC-U.06A | WT44-UC-U.06A-Stair 1 | Waite | WT | WT44 | Plant Genomics Centre | UC | Undercroft | U.06A | 99939 | Unusable Spaces | 99939 | Unusable Spaces | 9.01 | Stair 1 | 8 | Non Useable Floor Area Space Group | 805 | Non-usable - Circulation space |  | Unknown | 0.00 | NO
Waite_WT44-Plant Genomics Centre_Undercroft_U.07 _ Store - Shared | WT-WT44-UC-U.07 | WT44-UC-U.07-Store - Shared | Waite | WT | WT44 | Plant Genomics Centre | UC | Undercroft | U.07 | 141 | School of Agriculture, Food and Wine | 141 | School of Agriculture, Food and Wine | 6.69 | Store - Shared | 4 | Ancillary Area Space Group | 419 | Ancillary Area - Store Room - Generic |  | Good | 671.98 | NO
Waite_WT44-Plant Genomics Centre_Undercroft_U.08 _ Cage - East | WT-WT44-UC-U.08 | WT44-UC-U.08-Cage - East | Waite | WT | WT44 | Plant Genomics Centre | UC | Undercroft | U.08 | 99939 | Unusable Spaces | 99939 | Unusable Spaces | 25.66 | Cage - East | 4 | Ancillary Area Space Group | 419 | Ancillary Area - Store Room - Generic |  | Unknown | 0.00 | NO
Waite_WT44-Plant Genomics Centre_Undercroft_U.11 _ Stair 2 / Store | WT-WT44-UC-U.11 | WT44-UC-U.11-Stair 2 / Store | Waite | WT | WT44 | Plant Genomics Centre | UC | Undercroft | U.11 | 99939 | Unusable Spaces | 99939 | Unusable Spaces | 8.89 | Stair 2 / Store | 8 | Non Useable Floor Area Space Group | 805 | Non-usable - Circulation space |  | Unknown | 0.00 | NO
Waite_WT45-Pump Shed - Aboretum Dam_Ground Floor_G1 _ Pump Shed | WT-WT45-GN-G1 | WT45-GN-G1-Pump Shed | Waite | WT | WT45 | Pump Shed - Aboretum Dam | GN | Ground Floor | G1 | 99939 | Unusable Spaces | 99939 | Unusable Spaces | 4.16 | Pump Shed | 8 | Non Useable Floor Area Space Group | 811 | Non-usable - Plant room other |  | Unknown | 0.00 | NO
Waite_WT46-Plant Breeding Building_Ground Floor_G1 _ ETSA Trans. (4e) | WT-WT46-01-G1 | WT46-01-G1-ETSA Trans. (4e) | Waite | WT | WT46 | Plant Breeding Building | 01 | Ground Floor | G1 | 99939 | Unusable Spaces | 99939 | Unusable Spaces | 19.62 | ETSA Trans. (4e) | 8 | Non Useable Floor Area Space Group | 840 | Non-usable - Service riser |  | Unknown | 0.00 | NO
Waite_WT46-Plant Breeding Building_Ground Floor_G2 _ Trace Elem. Lab. (4f) | WT-WT46-01-G2 | WT46-01-G2-Trace Elem. Lab. (4f) | Waite | WT | WT46 | Plant Breeding Building | 01 | Ground Floor | G2 | 141 | School of Agriculture, Food and Wine | 141 | School of Agriculture, Food and Wine | 29.98 | Trace Elem. Lab. (4f) | 3 | Specialist Teaching or Research Space Group | 300 | Laboratory - Specialist teaching and research - type not defined |  | Adequate | 3,640.98 | NO
Waite_WT46-Plant Breeding Building_Ground Floor_G3 _ Office (4f) | WT-WT46-01-G3 | WT46-01-G3-Office (4f) | Waite | WT | WT46 | Plant Breeding Building | 01 | Ground Floor | G3 | 141 | School of Agriculture, Food and Wine | 141 | School of Agriculture, Food and Wine | 30.8 | Office (4f) | 1 | Office Space Group | 101 | Office - Academic Staff |  | Adequate | 2,812.45 | NO
Waite_WT46-Plant Breeding Building_Ground Floor_G4A _ WC - M (4f) | WT-WT46-01-G4A | WT46-01-G4A-WC - M (4f) | Waite | WT | WT46 | Plant Breeding Building | 01 | Ground Floor | G4A | 99939 | Unusable Spaces | 99939 | Unusable Spaces | 21.97 | WC - M (4f) | 8 | Non Useable Floor Area Space Group | 821 | Non-usable - Toilets/Amenities - Male |  | Unknown | 0.00 | NO
Waite_WT46-Plant Breeding Building_Ground Floor_G4B _ WC - F (4f) | WT-WT46-01-G4B | WT46-01-G4B-WC - F (4f) | Waite | WT | WT46 | Plant Breeding Building | 01 | Ground Floor | G4B | 99939 | Unusable Spaces | 99939 | Unusable Spaces | 22.03 | WC - F (4f) | 8 | Non Useable Floor Area Space Group | 820 | Non-usable - Toilets/Amenities - Female |  | Unknown | 0.00 | NO
Waite_WT46-Plant Breeding Building_Ground Floor_G6 _ Corr. (4g) | WT-WT46-01-G6 | WT46-01-G6-Corr. (4g) | Waite | WT | WT46 | Plant Breeding Building | 01 | Ground Floor | G6 | 99212 | Commercial - Plant & Food Research Australia | 859 | Infrastructure | 9.76 | Corr. (4g) | 8 | Non Useable Floor Area Space Group | 805 | Non-usable - Circulation space |  | Unknown | 0.00 | NO
Waite_WT46-Plant Breeding Building_Ground Floor_G6A _ Office (4g) | WT-WT46-01-G6A | WT46-01-G6A-Office (4g) | Waite | WT | WT46 | Plant Breeding Building | 01 | Ground Floor | G6A | 99212 | Commercial - Plant & Food Research Australia | 859 | Infrastructure | 12.24 | Office (4g) | 1 | Office Space Group | 101 | Office - Academic Staff |  | Adequate | 1,117.68 | NO
Waite_WT46-Plant Breeding Building_Ground Floor_G6B _ Laboratory (4g) | WT-WT46-01-G6B | WT46-01-G6B-Laboratory (4g) | Waite | WT | WT46 | Plant Breeding Building | 01 | Ground Floor | G6B | 99212 | Commercial - Plant & Food Research Australia | 859 | Infrastructure | 33.55 | Laboratory (4g) | 3 | Specialist Teaching or Research Space Group | 300 | Laboratory - Specialist teaching and research - type not defined |  | Adequate | 4,074.54 | NO
Waite_WT46-Plant Breeding Building_Ground Floor_G6C _ Lobby (4g) | WT-WT46-01-G6C | WT46-01-G6C-Lobby (4g) | Waite | WT | WT46 | Plant Breeding Building | 01 | Ground Floor | G6C | 99212 | Commercial - Plant & Food Research Australia | 859 | Infrastructure | 6.23 | Lobby (4g) | 8 | Non Useable Floor Area Space Group | 805 | Non-usable - Circulation space |  | Unknown | 0.00 | NO
Waite_WT46-Plant Breeding Building_Ground Floor_G6D _ Laboratory (4g) | WT-WT46-01-G6D | WT46-01-G6D-Laboratory (4g) | Waite | WT | WT46 | Plant Breeding Building | 01 | Ground Floor | G6D | 99212 | Commercial - Plant & Food Research Australia | 859 | Infrastructure | 29.13 | Laboratory (4g) | 3 | Specialist Teaching or Research Space Group | 300 | Laboratory - Specialist teaching and research - type not defined |  | Adequate | 3,537.75 | NO
Waite_WT46-Plant Breeding Building_Ground Floor_G6E _ Office (4g) | WT-WT46-01-G6E | WT46-01-G6E-Office (4g) | Waite | WT | WT46 | Plant Breeding Building | 01 | Ground Floor | G6E | 99212 | Commercial - Plant & Food Research Australia | 859 | Infrastructure | 7.18 | Office (4g) | 1 | Office Space Group | 101 | Office - Academic Staff |  | Adequate | 655.63 | NO
Waite_WT46-Plant Breeding Building_Ground Floor_G6F _ Office (4g) | WT-WT46-01-G6F | WT46-01-G6F-Office (4g) | Waite | WT | WT46 | Plant Breeding Building | 01 | Ground Floor | G6F | 99212 | Commercial - Plant & Food Research Australia | 859 | Infrastructure | 12.29 | Office (4g) | 1 | Office Space Group | 101 | Office - Academic Staff |  | Adequate | 1,122.24 | NO
Waite_WT46-Plant Breeding Building_Ground Floor_G6G _ Office (4g) | WT-WT46-01-G6G | WT46-01-G6G-Office (4g) | Waite | WT | WT46 | Plant Breeding Building | 01 | Ground Floor | G6G | 99212 | Commercial - Plant & Food Research Australia | 859 | Infrastructure | 12.24 | Office (4g) | 1 | Office Space Group | 101 | Office - Academic Staff |  | Adequate | 1,117.68 | NO
Waite_WT46-Plant Breeding Building_Ground Floor_G7 _ Growth Cab Rm (4h) | WT-WT46-01-G7 | WT46-01-G7-Growth Cab Rm (4h) | Waite | WT | WT46 | Plant Breeding Building | 01 | Ground Floor | G7 | 141 | School of Agriculture, Food and Wine | 141 | School of Agriculture, Food and Wine | 116.84 | Growth Cab Rm (4h) | 4 | Ancillary Area Space Group | 401 | Ancillary Area - Laboratory Service and Preparation |  | Adequate | 9,388.78 | NO
Waite_WT46-Plant Breeding Building_Ground Floor_G8A _ Glasshouse | WT-WT46-01-G8A | WT46-01-G8A-Glasshouse | Waite | WT | WT46 | Plant Breeding Building | 01 | Ground Floor | G8A | 99946 | Vacant not occupiable | 99939 | Unusable Spaces | 12.02 | Glasshouse | 4 | Ancillary Area Space Group | 407 | Ancillary Area - Glasshouse/Greenhouse |  | Adequate | 965.88 | NO
Waite_WT46-Plant Breeding Building_Ground Floor_G8B _ Glasshouse | WT-WT46-01-G8B | WT46-01-G8B-Glasshouse | Waite | WT | WT46 | Plant Breeding Building | 01 | Ground Floor | G8B | 99946 | Vacant not occupiable | 99939 | Unusable Spaces | 10.46 | Glasshouse | 4 | Ancillary Area Space Group | 407 | Ancillary Area - Glasshouse/Greenhouse |  | Adequate | 840.52 | NO
Waite_WT46-Plant Breeding Building_Ground Floor_G8C _ Glasshouse | WT-WT46-01-G8C | WT46-01-G8C-Glasshouse | Waite | WT | WT46 | Plant Breeding Building | 01 | Ground Floor | G8C | 99946 | Vacant not occupiable | 99939 | Unusable Spaces | 10.68 | Glasshouse | 4 | Ancillary Area Space Group | 407 | Ancillary Area - Glasshouse/Greenhouse |  | Adequate | 858.20 | NO
Waite_WT46-Plant Breeding Building_Ground Floor_G8D _ Glasshouse | WT-WT46-01-G8D | WT46-01-G8D-Glasshouse | Waite | WT | WT46 | Plant Breeding Building | 01 | Ground Floor | G8D | 99946 | Vacant not occupiable | 99939 | Unusable Spaces | 10.46 | Glasshouse | 4 | Ancillary Area Space Group | 407 | Ancillary Area - Glasshouse/Greenhouse |  | Adequate | 840.52 | NO
Waite_WT46-Plant Breeding Building_Ground Floor_G8E _ Glasshouse | WT-WT46-01-G8E | WT46-01-G8E-Glasshouse | Waite | WT | WT46 | Plant Breeding Building | 01 | Ground Floor | G8E | 99946 | Vacant not occupiable | 99939 | Unusable Spaces | 10.68 | Glasshouse | 4 | Ancillary Area Space Group | 407 | Ancillary Area - Glasshouse/Greenhouse |  | Adequate | 858.20 | NO
Waite_WT46-Plant Breeding Building_Ground Floor_G9 _ Plantroom | WT-WT46-01-G9 | WT46-01-G9-Plantroom | Waite | WT | WT46 | Plant Breeding Building | 01 | Ground Floor | G9 | 141 | School of Agriculture, Food and Wine | 141 | School of Agriculture, Food and Wine | 23.68 | Plantroom | 8 | Non Useable Floor Area Space Group | 811 | Non-usable - Plant room other |  | Adequate | 0.00 | NO
Waite_WT47-Northern Poly Tunnel_Ground Floor_G1 _ Northern Poly Tunnel | WT-WT47-GN-G1 | WT47-GN-G1-Northern Poly Tunnel | Waite | WT | WT47 | Northern Poly Tunnel | GN | Ground Floor | G1 | 141 | School of Agriculture, Food and Wine | 141 | School of Agriculture, Food and Wine | 186.01 | Northern Poly Tunnel | 4 | Ancillary Area Space Group | 407 | Ancillary Area - Glasshouse/Greenhouse |  | Barely Adequate | 14,349.11 | NO
Waite_WT48-Lab Animal Services Transportable_Ground Floor_G1 _ Passage | WT-WT48-GN-G1 | WT48-GN-G1-Passage | Waite | WT | WT48 | Lab Animal Services Transportable | GN | Ground Floor | G1 | 99939 | Unusable Spaces | 99939 | Unusable Spaces | 14.06 | Passage | 8 | Non Useable Floor Area Space Group | 805 | Non-usable - Circulation space |  | Unknown | 0.00 | NO
Waite_WT48-Lab Animal Services Transportable_Ground Floor_G2 _ Animal Room | WT-WT48-GN-G2 | WT48-GN-G2-Animal Room | Waite | WT | WT48 | Lab Animal Services Transportable | GN | Ground Floor | G2 | 715 | Laboratory Animal Services | 715 | Laboratory Animal Services | 10.79 | Animal Room | 4 | Ancillary Area Space Group | 404 | Ancillary Area - Animal Holding |  | Adequate | 867.04 | NO
Waite_WT48-Lab Animal Services Transportable_Ground Floor_G3 _ Animal Room | WT-WT48-GN-G3 | WT48-GN-G3-Animal Room | Waite | WT | WT48 | Lab Animal Services Transportable | GN | Ground Floor | G3 | 715 | Laboratory Animal Services | 715 | Laboratory Animal Services | 10.72 | Animal Room | 4 | Ancillary Area Space Group | 404 | Ancillary Area - Animal Holding |  | Adequate | 861.41 | NO
Waite_WT48-Lab Animal Services Transportable_Ground Floor_G4 _ Laboratory | WT-WT48-GN-G4 | WT48-GN-G4-Laboratory | Waite | WT | WT48 | Lab Animal Services Transportable | GN | Ground Floor | G4 | 715 | Laboratory Animal Services | 715 | Laboratory Animal Services | 11.49 | Laboratory | 3 | Specialist Teaching or Research Space Group | 312 | Laboratory - Research Only |  | Adequate | 1,395.42 | NO
Waite_WT48-Lab Animal Services Transportable_Ground Floor_G5 _ Animal Room | WT-WT48-GN-G5 | WT48-GN-G5-Animal Room | Waite | WT | WT48 | Lab Animal Services Transportable | GN | Ground Floor | G5 | 715 | Laboratory Animal Services | 715 | Laboratory Animal Services | 10.7 | Animal Room | 4 | Ancillary Area Space Group | 404 | Ancillary Area - Animal Holding |  | Adequate | 859.81 | NO
Waite_WT48-Lab Animal Services Transportable_Ground Floor_G6 _ Animal Room | WT-WT48-GN-G6 | WT48-GN-G6-Animal Room | Waite | WT | WT48 | Lab Animal Services Transportable | GN | Ground Floor | G6 | 715 | Laboratory Animal Services | 715 | Laboratory Animal Services | 10.6 | Animal Room | 4 | Ancillary Area Space Group | 404 | Ancillary Area - Animal Holding |  | Adequate | 851.77 | NO
Waite_WT48-Lab Animal Services Transportable_Ground Floor_G7 _ Boiler Shed | WT-WT48-GN-G7 | WT48-GN-G7-Boiler Shed | Waite | WT | WT48 | Lab Animal Services Transportable | GN | Ground Floor | G7 | 715 | Laboratory Animal Services | 715 | Laboratory Animal Services | 23.8 | Boiler Shed | 8 | Non Useable Floor Area Space Group | 811 | Non-usable - Plant room other |  | Adequate | 0.00 | NO
Waite_WT49-Biological Control Insectary_Ground Floor_G1 _ Entrance [PC2-Cert] | WT-WT49-GN-G1 | WT49-GN-G1-Entrance [PC2-Cert] | Waite | WT | WT49 | Biological Control Insectary | GN | Ground Floor | G1 | 141 | School of Agriculture, Food and Wine | 141 | School of Agriculture, Food and Wine | 3.42 | Entrance [PC2-Cert] | 8 | Non Useable Floor Area Space Group | 805 | Non-usable - Circulation space | RATED - PC2 | Good | 0.00 | NO
Waite_WT49-Biological Control Insectary_Ground Floor_G10 _ Store | WT-WT49-GN-G10 | WT49-GN-G10-Store | Waite | WT | WT49 | Biological Control Insectary | GN | Ground Floor | G10 | 141 | School of Agriculture, Food and Wine | 141 | School of Agriculture, Food and Wine | 11.27 | Store | 4 | Ancillary Area Space Group | 419 | Ancillary Area - Store Room - Generic |  | Good | 1,132.01 | NO
Waite_WT49-Biological Control Insectary_Ground Floor_G10A _ Corr. | WT-WT49-GN-G10A | WT49-GN-G10A-Corr. | Waite | WT | WT49 | Biological Control Insectary | GN | Ground Floor | G10A | 99939 | Unusable Spaces | 99939 | Unusable Spaces | 2.4 | Corr. | 8 | Non Useable Floor Area Space Group | 805 | Non-usable - Circulation space |  | Unknown | 0.00 | NO
Waite_WT49-Biological Control Insectary_Ground Floor_G10B _ Decon. Chamber | WT-WT49-GN-G10B | WT49-GN-G10B-Decon. Chamber | Waite | WT | WT49 | Biological Control Insectary | GN | Ground Floor | G10B | 141 | School of Agriculture, Food and Wine | 141 | School of Agriculture, Food and Wine | 2 | Decon. Chamber | 4 | Ancillary Area Space Group | 419 | Ancillary Area - Store Room - Generic |  | Good | 200.89 | NO
Waite_WT49-Biological Control Insectary_Ground Floor_G10C _ Glasshouse | WT-WT49-GN-G10C | WT49-GN-G10C-Glasshouse | Waite | WT | WT49 | Biological Control Insectary | GN | Ground Floor | G10C | 141 | School of Agriculture, Food and Wine | 141 | School of Agriculture, Food and Wine | 45.13 | Glasshouse | 4 | Ancillary Area Space Group | 407 | Ancillary Area - Glasshouse/Greenhouse |  | Good | 4,533.07 | NO
Waite_WT49-Biological Control Insectary_Ground Floor_G11 _ Laboratory [PC2-Cert] | WT-WT49-GN-G11 | WT49-GN-G11-Laboratory [PC2-Cert] | Waite | WT | WT49 | Biological Control Insectary | GN | Ground Floor | G11 | 141 | School of Agriculture, Food and Wine | 141 | School of Agriculture, Food and Wine | 6.81 | Laboratory [PC2-Cert] | 3 | Specialist Teaching or Research Space Group | 312 | Laboratory - Research Only | RATED - PC2 | Good | 1,033.82 | NO
Waite_WT49-Biological Control Insectary_Ground Floor_G12 _ Laboratory | WT-WT49-GN-G12 | WT49-GN-G12-Laboratory | Waite | WT | WT49 | Biological Control Insectary | GN | Ground Floor | G12 | 141 | School of Agriculture, Food and Wine | 141 | School of Agriculture, Food and Wine | 6.81 | Laboratory | 3 | Specialist Teaching or Research Space Group | 312 | Laboratory - Research Only |  | Good | 1,033.82 | NO
Waite_WT49-Biological Control Insectary_Ground Floor_G13 _ Office [PC2-Cert] | WT-WT49-GN-G13 | WT49-GN-G13-Office [PC2-Cert] | Waite | WT | WT49 | Biological Control Insectary | GN | Ground Floor | G13 | 141 | School of Agriculture, Food and Wine | 141 | School of Agriculture, Food and Wine | 7.08 | Office [PC2-Cert] | 1 | Office Space Group | 101 | Office - Academic Staff | RATED - PC2 | Good | 808.12 | NO
Waite_WT49-Biological Control Insectary_Ground Floor_G14 _ Laboratory | WT-WT49-GN-G14 | WT49-GN-G14-Laboratory | Waite | WT | WT49 | Biological Control Insectary | GN | Ground Floor | G14 | 141 | School of Agriculture, Food and Wine | 141 | School of Agriculture, Food and Wine | 13.87 | Laboratory | 3 | Specialist Teaching or Research Space Group | 312 | Laboratory - Research Only |  | Good | 2,105.59 | NO
Waite_WT49-Biological Control Insectary_Ground Floor_G1A _ Corr. [PC2-Cert] | WT-WT49-GN-G1A | WT49-GN-G1A-Corr. [PC2-Cert] | Waite | WT | WT49 | Biological Control Insectary | GN | Ground Floor | G1A | 99939 | Unusable Spaces | 99939 | Unusable Spaces | 3.32 | Corr. [PC2-Cert] | 8 | Non Useable Floor Area Space Group | 805 | Non-usable - Circulation space | RATED - PC2 | Unknown | 0.00 | NO
Waite_WT49-Biological Control Insectary_Ground Floor_G1B _ Corr. [PC2-Cert] | WT-WT49-GN-G1B | WT49-GN-G1B-Corr. [PC2-Cert] | Waite | WT | WT49 | Biological Control Insectary | GN | Ground Floor | G1B | 99939 | Unusable Spaces | 99939 | Unusable Spaces | 20.01 | Corr. [PC2-Cert] | 8 | Non Useable Floor Area Space Group | 805 | Non-usable - Circulation space | RATED - PC2 | Unknown | 0.00 | NO
Waite_WT49-Biological Control Insectary_Ground Floor_G2 _ Entrance [PC2-Cert] | WT-WT49-GN-G2 | WT49-GN-G2-Entrance [PC2-Cert] | Waite | WT | WT49 | Biological Control Insectary | GN | Ground Floor | G2 | 141 | School of Agriculture, Food and Wine | 141 | School of Agriculture, Food and Wine | 5.22 | Entrance [PC2-Cert] | 8 | Non Useable Floor Area Space Group | 805 | Non-usable - Circulation space | RATED - PC2 | Good | 0.00 | NO
Waite_WT49-Biological Control Insectary_Ground Floor_G3 _ Entrance [PC2-Cert] | WT-WT49-GN-G3 | WT49-GN-G3-Entrance [PC2-Cert] | Waite | WT | WT49 | Biological Control Insectary | GN | Ground Floor | G3 | 141 | School of Agriculture, Food and Wine | 141 | School of Agriculture, Food and Wine | 3.16 | Entrance [PC2-Cert] | 8 | Non Useable Floor Area Space Group | 805 | Non-usable - Circulation space | RATED - PC2 | Good | 0.00 | NO
Waite_WT49-Biological Control Insectary_Ground Floor_G4 _ Entrance [PC2-Cert] | WT-WT49-GN-G4 | WT49-GN-G4-Entrance [PC2-Cert] | Waite | WT | WT49 | Biological Control Insectary | GN | Ground Floor | G4 | 141 | School of Agriculture, Food and Wine | 141 | School of Agriculture, Food and Wine | 2.98 | Entrance [PC2-Cert] | 8 | Non Useable Floor Area Space Group | 805 | Non-usable - Circulation space | RATED - PC2 | Good | 0.00 | NO
Waite_WT49-Biological Control Insectary_Ground Floor_G5 _ WC - U | WT-WT49-GN-G5 | WT49-GN-G5-WC - U | Waite | WT | WT49 | Biological Control Insectary | GN | Ground Floor | G5 | 99939 | Unusable Spaces | 99939 | Unusable Spaces | 1.62 | WC - U | 8 | Non Useable Floor Area Space Group | 835 | Non-usable - Toilets/Amenities - Other |  | Unknown | 0.00 | NO
Waite_WT49-Biological Control Insectary_Ground Floor_G6 _ Sterilization Room | WT-WT49-GN-G6 | WT49-GN-G6-Sterilization Room | Waite | WT | WT49 | Biological Control Insectary | GN | Ground Floor | G6 | 141 | School of Agriculture, Food and Wine | 141 | School of Agriculture, Food and Wine | 13.78 | Sterilization Room | 4 | Ancillary Area Space Group | 401 | Ancillary Area - Laboratory Service and Preparation |  | Good | 1,384.13 | NO
Waite_WT49-Biological Control Insectary_Ground Floor_G7 _ Preparation Room [PC2-Cert] | WT-WT49-GN-G7 | WT49-GN-G7-Preparation Room [PC2-Cert] | Waite | WT | WT49 | Biological Control Insectary | GN | Ground Floor | G7 | 141 | School of Agriculture, Food and Wine | 141 | School of Agriculture, Food and Wine | 6.96 | Preparation Room [PC2-Cert] | 4 | Ancillary Area Space Group | 401 | Ancillary Area - Laboratory Service and Preparation | RATED - PC2 | Good | 699.10 | NO
Waite_WT49-Biological Control Insectary_Ground Floor_G8 _ Laboratory [PC2-Cert] | WT-WT49-GN-G8 | WT49-GN-G8-Laboratory [PC2-Cert] | Waite | WT | WT49 | Biological Control Insectary | GN | Ground Floor | G8 | 141 | School of Agriculture, Food and Wine | 141 | School of Agriculture, Food and Wine | 13.63 | Laboratory [PC2-Cert] | 3 | Specialist Teaching or Research Space Group | 312 | Laboratory - Research Only | RATED - PC2 | Good | 2,069.15 | NO
Waite_WT49-Biological Control Insectary_Ground Floor_G9 _ Cold Room | WT-WT49-GN-G9 | WT49-GN-G9-Cold Room | Waite | WT | WT49 | Biological Control Insectary | GN | Ground Floor | G9 | 141 | School of Agriculture, Food and Wine | 141 | School of Agriculture, Food and Wine | 6.96 | Cold Room | 4 | Ancillary Area Space Group | 401 | Ancillary Area - Laboratory Service and Preparation |  | Good | 699.10 | NO
Waite_WT50-Rockpile Building_Ground Floor_R1 _ Insect Rearing | WT-WT50-GN-R1 | WT50-GN-R1-Insect Rearing | Waite | WT | WT50 | Rockpile Building | GN | Ground Floor | R1 | 141 | School of Agriculture, Food and Wine | 141 | School of Agriculture, Food and Wine | 4.93 | Insect Rearing | 4 | Ancillary Area Space Group | 404 | Ancillary Area - Animal Holding |  | Barely Adequate | 380.31 | NO
Waite_WT50-Rockpile Building_Ground Floor_R2 _ Insect Rearing | WT-WT50-GN-R2 | WT50-GN-R2-Insect Rearing | Waite | WT | WT50 | Rockpile Building | GN | Ground Floor | R2 | 141 | School of Agriculture, Food and Wine | 141 | School of Agriculture, Food and Wine | 4.79 | Insect Rearing | 4 | Ancillary Area Space Group | 404 | Ancillary Area - Animal Holding |  | Barely Adequate | 369.51 | NO
Waite_WT50-Rockpile Building_Ground Floor_R3 _ Growth Room 3 (RRS) | WT-WT50-GN-R3 | WT50-GN-R3-Growth Room 3 (RRS) | Waite | WT | WT50 | Rockpile Building | GN | Ground Floor | R3 | 141 | School of Agriculture, Food and Wine | 141 | School of Agriculture, Food and Wine | 4.77 | Growth Room 3 (RRS) | 4 | Ancillary Area Space Group | 404 | Ancillary Area - Animal Holding |  | Barely Adequate | 367.97 | NO
Waite_WT50-Rockpile Building_Ground Floor_R4 _ Insect Rearing | WT-WT50-GN-R4 | WT50-GN-R4-Insect Rearing | Waite | WT | WT50 | Rockpile Building | GN | Ground Floor | R4 | 141 | School of Agriculture, Food and Wine | 141 | School of Agriculture, Food and Wine | 4.77 | Insect Rearing | 4 | Ancillary Area Space Group | 404 | Ancillary Area - Animal Holding |  | Barely Adequate | 367.97 | NO
Waite_WT50-Rockpile Building_Ground Floor_R5 _ Insect Rearing | WT-WT50-GN-R5 | WT50-GN-R5-Insect Rearing | Waite | WT | WT50 | Rockpile Building | GN | Ground Floor | R5 | 141 | School of Agriculture, Food and Wine | 141 | School of Agriculture, Food and Wine | 4.79 | Insect Rearing | 4 | Ancillary Area Space Group | 404 | Ancillary Area - Animal Holding |  | Barely Adequate | 369.51 | NO
Waite_WT50-Rockpile Building_Ground Floor_R6 _ Insect Rearing | WT-WT50-GN-R6 | WT50-GN-R6-Insect Rearing | Waite | WT | WT50 | Rockpile Building | GN | Ground Floor | R6 | 141 | School of Agriculture, Food and Wine | 141 | School of Agriculture, Food and Wine | 4.79 | Insect Rearing | 4 | Ancillary Area Space Group | 404 | Ancillary Area - Animal Holding |  | Barely Adequate | 369.51 | NO
Waite_WT50-Rockpile Building_Ground Floor_R7 _ Insect Rearing | WT-WT50-GN-R7 | WT50-GN-R7-Insect Rearing | Waite | WT | WT50 | Rockpile Building | GN | Ground Floor | R7 | 141 | School of Agriculture, Food and Wine | 141 | School of Agriculture, Food and Wine | 4.93 | Insect Rearing | 4 | Ancillary Area Space Group | 404 | Ancillary Area - Animal Holding |  | Barely Adequate | 380.31 | NO
Waite_WT50-Rockpile Building_Ground Floor_R8 _ Const.Temp. Room | WT-WT50-GN-R8 | WT50-GN-R8-Const.Temp. Room | Waite | WT | WT50 | Rockpile Building | GN | Ground Floor | R8 | 141 | School of Agriculture, Food and Wine | 141 | School of Agriculture, Food and Wine | 59.45 | Const.Temp. Room | 4 | Ancillary Area Space Group | 405 | Ancillary Area - Constant Temperature/ Freezer/Cold/Warm Rooms |  | Barely Adequate | 4,586.07 | NO
Waite_WT51-Hillside Lodge_First Floor_101 _ Office | WT-WT51-01-101 | WT51-01-101-Office | Waite | WT | WT51 | Hillside Lodge | 01 | First Floor | 101 | 99203 | Commercial - Arris | 859 | Infrastructure | 19.48 | Office | 1 | Office Space Group | 100 | Office - Specific type not defined |  | Adequate | 1,778.79 | NO
Waite_WT51-Hillside Lodge_First Floor_102 _ Office | WT-WT51-01-102 | WT51-01-102-Office | Waite | WT | WT51 | Hillside Lodge | 01 | First Floor | 102 | 99203 | Commercial - Arris | 859 | Infrastructure | 17.85 | Office | 1 | Office Space Group | 100 | Office - Specific type not defined |  | Adequate | 1,629.95 | NO
Waite_WT51-Hillside Lodge_First Floor_103 _ Store | WT-WT51-01-103 | WT51-01-103-Store | Waite | WT | WT51 | Hillside Lodge | 01 | First Floor | 103 | 99203 | Commercial - Arris | 859 | Infrastructure | 9.83 | Store | 4 | Ancillary Area Space Group | 419 | Ancillary Area - Store Room - Generic |  | Adequate | 789.90 | NO
Waite_WT51-Hillside Lodge_First Floor_104 _ Printer | WT-WT51-01-104 | WT51-01-104-Printer | Waite | WT | WT51 | Hillside Lodge | 01 | First Floor | 104 | 99203 | Commercial - Arris | 859 | Infrastructure | 9.83 | Printer | 6 | General Facility Space Group | 603 | General Facility - Resource room |  | Adequate | 1,005.32 | NO
Waite_WT51-Hillside Lodge_First Floor_105 _ Office | WT-WT51-01-105 | WT51-01-105-Office | Waite | WT | WT51 | Hillside Lodge | 01 | First Floor | 105 | 99203 | Commercial - Arris | 859 | Infrastructure | 8.91 | Office | 1 | Office Space Group | 100 | Office - Specific type not defined |  | Adequate | 813.60 | NO
Waite_WT51-Hillside Lodge_First Floor_106 _ Bathroom | WT-WT51-01-106 | WT51-01-106-Bathroom | Waite | WT | WT51 | Hillside Lodge | 01 | First Floor | 106 | 99203 | Commercial - Arris | 859 | Infrastructure | 14.71 | Bathroom | 8 | Non Useable Floor Area Space Group | 835 | Non-usable - Toilets/Amenities - Other |  | Adequate | 0.00 | NO
Waite_WT51-Hillside Lodge_Ground Floor_G1 _ Office | WT-WT51-GN-G1 | WT51-GN-G1-Office | Waite | WT | WT51 | Hillside Lodge | GN | Ground Floor | G1 | 99203 | Commercial - Arris | 859 | Infrastructure | 41.19 | Office | 1 | Office Space Group | 100 | Office - Specific type not defined |  | Adequate | 3,761.20 | NO
Waite_WT51-Hillside Lodge_Ground Floor_G2 _ Office | WT-WT51-GN-G2 | WT51-GN-G2-Office | Waite | WT | WT51 | Hillside Lodge | GN | Ground Floor | G2 | 99203 | Commercial - Arris | 859 | Infrastructure | 8.94 | Office | 1 | Office Space Group | 100 | Office - Specific type not defined |  | Adequate | 816.34 | NO
Waite_WT51-Hillside Lodge_Ground Floor_G3 _ Store | WT-WT51-GN-G3 | WT51-GN-G3-Store | Waite | WT | WT51 | Hillside Lodge | GN | Ground Floor | G3 | 99203 | Commercial - Arris | 859 | Infrastructure | 14.39 | Store | 4 | Ancillary Area Space Group | 419 | Ancillary Area - Store Room - Generic |  | Adequate | 1,156.32 | NO
Waite_WT51-Hillside Lodge_Ground Floor_G4 _ Printer | WT-WT51-GN-G4 | WT51-GN-G4-Printer | Waite | WT | WT51 | Hillside Lodge | GN | Ground Floor | G4 | 99203 | Commercial - Arris | 859 | Infrastructure | 8.03 | Printer | 6 | General Facility Space Group | 603 | General Facility - Resource room |  | Adequate | 821.24 | NO
Waite_WT51-Hillside Lodge_Ground Floor_G5 _ Office | WT-WT51-GN-G5 | WT51-GN-G5-Office | Waite | WT | WT51 | Hillside Lodge | GN | Ground Floor | G5 | 99203 | Commercial - Arris | 859 | Infrastructure | 8.48 | Office | 1 | Office Space Group | 100 | Office - Specific type not defined |  | Adequate | 774.34 | NO
Waite_WT52-Soil Barn_Ground Floor_G01 _ Lobby | WT-WT52-01-G01 | WT52-01-G01-Lobby | Waite | WT | WT52 | Soil Barn | 01 | Ground Floor | G01 | 99939 | Unusable Spaces | 99939 | Unusable Spaces | 27.08 | Lobby | 8 | Non Useable Floor Area Space Group | 805 | Non-usable - Circulation space |  | Unknown | 0.00 | NO
Waite_WT52-Soil Barn_Ground Floor_G01A _ Stair | WT-WT52-01-G01A | WT52-01-G01A-Stair | Waite | WT | WT52 | Soil Barn | 01 | Ground Floor | G01A | 99939 | Unusable Spaces | 99939 | Unusable Spaces | 1.49 | Stair | 8 | Non Useable Floor Area Space Group | 805 | Non-usable - Circulation space |  | Unknown | 0.00 | NO
Waite_WT52-Soil Barn_Ground Floor_G02 _ Laboratory | WT-WT52-01-G02 | WT52-01-G02-Laboratory | Waite | WT | WT52 | Soil Barn | 01 | Ground Floor | G02 | 99107 | State - SARDI / PIRSA | 859 | Infrastructure | 32.01 | Laboratory | 3 | Specialist Teaching or Research Space Group | 300 | Laboratory - Specialist teaching and research - type not defined |  | Adequate | 3,887.52 | NO
Waite_WT52-Soil Barn_Ground Floor_G03 _ Clean Up area | WT-WT52-01-G03 | WT52-01-G03-Clean Up area | Waite | WT | WT52 | Soil Barn | 01 | Ground Floor | G03 | 99107 | State - SARDI / PIRSA | 859 | Infrastructure | 7.88 | Clean Up area | 4 | Ancillary Area Space Group | 401 | Ancillary Area - Laboratory Service and Preparation |  | Adequate | 633.20 | NO
Waite_WT52-Soil Barn_Ground Floor_G04 _ OPS Room | WT-WT52-01-G04 | WT52-01-G04-OPS Room | Waite | WT | WT52 | Soil Barn | 01 | Ground Floor | G04 | 99107 | State - SARDI / PIRSA | 859 | Infrastructure | 12.96 | OPS Room | 3 | Specialist Teaching or Research Space Group | 300 | Laboratory - Specialist teaching and research - type not defined |  | Adequate | 1,573.95 | NO
Waite_WT52-Soil Barn_Ground Floor_G05 _ Office | WT-WT52-01-G05 | WT52-01-G05-Office | Waite | WT | WT52 | Soil Barn | 01 | Ground Floor | G05 | 99107 | State - SARDI / PIRSA | 859 | Infrastructure | 9.74 | Office | 1 | Office Space Group | 101 | Office - Academic Staff |  | Adequate | 889.39 | NO
Waite_WT52-Soil Barn_Ground Floor_G06 _ Office | WT-WT52-01-G06 | WT52-01-G06-Office | Waite | WT | WT52 | Soil Barn | 01 | Ground Floor | G06 | 99107 | State - SARDI / PIRSA | 859 | Infrastructure | 13.13 | Office | 1 | Office Space Group | 101 | Office - Academic Staff |  | Adequate | 1,198.95 | NO
Waite_WT52-Soil Barn_Ground Floor_G07 _ Office | WT-WT52-01-G07 | WT52-01-G07-Office | Waite | WT | WT52 | Soil Barn | 01 | Ground Floor | G07 | 99107 | State - SARDI / PIRSA | 859 | Infrastructure | 9.68 | Office | 1 | Office Space Group | 101 | Office - Academic Staff |  | Adequate | 883.91 | NO
Waite_WT52-Soil Barn_Ground Floor_G08 _ Office | WT-WT52-01-G08 | WT52-01-G08-Office | Waite | WT | WT52 | Soil Barn | 01 | Ground Floor | G08 | 99107 | State - SARDI / PIRSA | 859 | Infrastructure | 13.05 | Office | 1 | Office Space Group | 101 | Office - Academic Staff |  | Adequate | 1,191.64 | NO
Waite_WT52-Soil Barn_Ground Floor_G09 _ Laboratory | WT-WT52-01-G09 | WT52-01-G09-Laboratory | Waite | WT | WT52 | Soil Barn | 01 | Ground Floor | G09 | 99107 | State - SARDI / PIRSA | 859 | Infrastructure | 33.7 | Laboratory | 3 | Specialist Teaching or Research Space Group | 300 | Laboratory - Specialist teaching and research - type not defined |  | Adequate | 4,092.76 | NO
Waite_WT52-Soil Barn_Ground Floor_G10 _ Compactus | WT-WT52-01-G10 | WT52-01-G10-Compactus | Waite | WT | WT52 | Soil Barn | 01 | Ground Floor | G10 | 99107 | State - SARDI / PIRSA | 859 | Infrastructure | 7.05 | Compactus | 4 | Ancillary Area Space Group | 419 | Ancillary Area - Store Room - Generic |  | Adequate | 566.51 | NO
Waite_WT52-Soil Barn_Ground Floor_G11 _ OPS Room | WT-WT52-01-G11 | WT52-01-G11-OPS Room | Waite | WT | WT52 | Soil Barn | 01 | Ground Floor | G11 | 99107 | State - SARDI / PIRSA | 859 | Infrastructure | 8.16 | OPS Room | 3 | Specialist Teaching or Research Space Group | 300 | Laboratory - Specialist teaching and research - type not defined |  | Adequate | 991.01 | NO
Waite_WT52-Soil Barn_Ground Floor_G12 _ Laboratory | WT-WT52-01-G12 | WT52-01-G12-Laboratory | Waite | WT | WT52 | Soil Barn | 01 | Ground Floor | G12 | 99107 | State - SARDI / PIRSA | 859 | Infrastructure | 33.64 | Laboratory | 3 | Specialist Teaching or Research Space Group | 300 | Laboratory - Specialist teaching and research - type not defined |  | Adequate | 4,085.47 | NO
Waite_WT52-Soil Barn_Ground Floor_G13 _ OPS Room | WT-WT52-01-G13 | WT52-01-G13-OPS Room | Waite | WT | WT52 | Soil Barn | 01 | Ground Floor | G13 | 99107 | State - SARDI / PIRSA | 859 | Infrastructure | 10.33 | OPS Room | 3 | Specialist Teaching or Research Space Group | 300 | Laboratory - Specialist teaching and research - type not defined |  | Adequate | 1,254.55 | NO
Waite_WT52-Soil Barn_Ground Floor_G14 _ Office | WT-WT52-01-G14 | WT52-01-G14-Office | Waite | WT | WT52 | Soil Barn | 01 | Ground Floor | G14 | 99107 | State - SARDI / PIRSA | 859 | Infrastructure | 10.03 | Office | 1 | Office Space Group | 101 | Office - Academic Staff |  | Adequate | 915.87 | NO
Waite_WT52-Soil Barn_Ground Floor_G15 _ Office | WT-WT52-01-G15 | WT52-01-G15-Office | Waite | WT | WT52 | Soil Barn | 01 | Ground Floor | G15 | 99107 | State - SARDI / PIRSA | 859 | Infrastructure | 13.27 | Office | 1 | Office Space Group | 101 | Office - Academic Staff |  | Adequate | 1,211.73 | NO
Waite_WT52-Soil Barn_Ground Floor_G16 _ Office | WT-WT52-01-G16 | WT52-01-G16-Office | Waite | WT | WT52 | Soil Barn | 01 | Ground Floor | G16 | 99107 | State - SARDI / PIRSA | 859 | Infrastructure | 9.89 | Office | 1 | Office Space Group | 101 | Office - Academic Staff |  | Adequate | 903.09 | NO
Waite_WT52-Soil Barn_Ground Floor_G17 _ Office | WT-WT52-01-G17 | WT52-01-G17-Office | Waite | WT | WT52 | Soil Barn | 01 | Ground Floor | G17 | 99107 | State - SARDI / PIRSA | 859 | Infrastructure | 9.42 | Office | 1 | Office Space Group | 101 | Office - Academic Staff |  | Adequate | 860.17 | NO
Waite_WT52-Soil Barn_Ground Floor_G18 _ OPS Room | WT-WT52-01-G18 | WT52-01-G18-OPS Room | Waite | WT | WT52 | Soil Barn | 01 | Ground Floor | G18 | 99107 | State - SARDI / PIRSA | 859 | Infrastructure | 6.96 | OPS Room | 3 | Specialist Teaching or Research Space Group | 300 | Laboratory - Specialist teaching and research - type not defined |  | Adequate | 845.27 | NO
Waite_WT52-Soil Barn_Ground Floor_G19 _ Office | WT-WT52-01-G19 | WT52-01-G19-Office | Waite | WT | WT52 | Soil Barn | 01 | Ground Floor | G19 | 99107 | State - SARDI / PIRSA | 859 | Infrastructure | 8.16 | Office | 1 | Office Space Group | 101 | Office - Academic Staff |  | Adequate | 745.12 | NO
Waite_WT52-Soil Barn_Roof Level_100 _ Stair | WT-WT52-02-100 | WT52-02-100-Stair | Waite | WT | WT52 | Soil Barn | 02 | Roof Level | 100 | 99939 | Unusable Spaces | 99939 | Unusable Spaces | 1.68 | Stair | 8 | Non Useable Floor Area Space Group | 805 | Non-usable - Circulation space |  | Unknown | 0.00 | NO
Waite_WT52-Soil Barn_Roof Level_101 _ Roof Space | WT-WT52-02-101 | WT52-02-101-Roof Space | Waite | WT | WT52 | Soil Barn | 02 | Roof Level | 101 | 99939 | Unusable Spaces | 99939 | Unusable Spaces | 110.79 | Roof Space | 9 | Non Reportable Areas Space Group | 900 | Non-reportable - Specific type not defined |  | Adequate | 0.00 | NO
Waite_WT52-Soil Barn_Roof Level_101A _ Roof Cupboard | WT-WT52-02-101A | WT52-02-101A-Roof Cupboard | Waite | WT | WT52 | Soil Barn | 02 | Roof Level | 101A | 99107 | State - SARDI / PIRSA | 859 | Infrastructure | 1.8 | Roof Cupboard | 4 | Ancillary Area Space Group | 419 | Ancillary Area - Store Room - Generic |  | Adequate | 144.64 | NO
Waite_WT52-Soil Barn_Roof Level_102 _ Roof Space | WT-WT52-02-102 | WT52-02-102-Roof Space | Waite | WT | WT52 | Soil Barn | 02 | Roof Level | 102 | 99939 | Unusable Spaces | 99939 | Unusable Spaces | 9.24 | Roof Space | 9 | Non Reportable Areas Space Group | 900 | Non-reportable - Specific type not defined |  | Adequate | 0.00 | NO
Waite_WT53-Northern Shade Houses_Ground Floor_28A _ Shade Tunnel | WT-WT53-GN-28A | WT53-GN-28A-Shade Tunnel | Waite | WT | WT53 | Northern Shade Houses | GN | Ground Floor | 28A | 141 | School of Agriculture, Food and Wine | 141 | School of Agriculture, Food and Wine | 191.34 | Shade Tunnel | 4 | Ancillary Area Space Group | 407 | Ancillary Area - Glasshouse/Greenhouse |  | Adequate | 15,375.29 | NO
Waite_WT53-Northern Shade Houses_Ground Floor_28B _ Shade Tunnel | WT-WT53-GN-28B | WT53-GN-28B-Shade Tunnel | Waite | WT | WT53 | Northern Shade Houses | GN | Ground Floor | 28B | 141 | School of Agriculture, Food and Wine | 141 | School of Agriculture, Food and Wine | 191.34 | Shade Tunnel | 4 | Ancillary Area Space Group | 407 | Ancillary Area - Glasshouse/Greenhouse |  | Adequate | 15,375.29 | NO
Waite_WT53-Northern Shade Houses_Ground Floor_28C _ Shade Tunnel | WT-WT53-GN-28C | WT53-GN-28C-Shade Tunnel | Waite | WT | WT53 | Northern Shade Houses | GN | Ground Floor | 28C | 141 | School of Agriculture, Food and Wine | 141 | School of Agriculture, Food and Wine | 191.34 | Shade Tunnel | 4 | Ancillary Area Space Group | 407 | Ancillary Area - Glasshouse/Greenhouse |  | Adequate | 15,375.29 | NO
Waite_WT53-Northern Shade Houses_Ground Floor_28D _ Shade Tunnel | WT-WT53-GN-28D | WT53-GN-28D-Shade Tunnel | Waite | WT | WT53 | Northern Shade Houses | GN | Ground Floor | 28D | 141 | School of Agriculture, Food and Wine | 141 | School of Agriculture, Food and Wine | 146.05 | Shade Tunnel | 4 | Ancillary Area Space Group | 407 | Ancillary Area - Glasshouse/Greenhouse |  | Adequate | 11,735.97 | NO
Waite_WT53-Northern Shade Houses_Ground Floor_28E _ Shade Tunnel | WT-WT53-GN-28E | WT53-GN-28E-Shade Tunnel | Waite | WT | WT53 | Northern Shade Houses | GN | Ground Floor | 28E | 141 | School of Agriculture, Food and Wine | 141 | School of Agriculture, Food and Wine | 146.05 | Shade Tunnel | 4 | Ancillary Area Space Group | 407 | Ancillary Area - Glasshouse/Greenhouse |  | Adequate | 11,735.97 | NO
Waite_WT53-Northern Shade Houses_Ground Floor_28F _ Shade Tunnel | WT-WT53-GN-28F | WT53-GN-28F-Shade Tunnel | Waite | WT | WT53 | Northern Shade Houses | GN | Ground Floor | 28F | 141 | School of Agriculture, Food and Wine | 141 | School of Agriculture, Food and Wine | 191.34 | Shade Tunnel | 4 | Ancillary Area Space Group | 407 | Ancillary Area - Glasshouse/Greenhouse |  | Adequate | 15,375.29 | NO
Waite_WT53-Northern Shade Houses_Ground Floor_28G _ Shade Tunnel | WT-WT53-GN-28G | WT53-GN-28G-Shade Tunnel | Waite | WT | WT53 | Northern Shade Houses | GN | Ground Floor | 28G | 141 | School of Agriculture, Food and Wine | 141 | School of Agriculture, Food and Wine | 191.34 | Shade Tunnel | 4 | Ancillary Area Space Group | 407 | Ancillary Area - Glasshouse/Greenhouse |  | Adequate | 15,375.29 | NO
Waite_WT53-Northern Shade Houses_Ground Floor_28H _ Shade Tunnel No.4 | WT-WT53-GN-28H | WT53-GN-28H-Shade Tunnel No.4 | Waite | WT | WT53 | Northern Shade Houses | GN | Ground Floor | 28H | 141 | School of Agriculture, Food and Wine | 141 | School of Agriculture, Food and Wine | 191.34 | Shade Tunnel No.4 | 4 | Ancillary Area Space Group | 407 | Ancillary Area - Glasshouse/Greenhouse |  | Adequate | 15,375.29 | NO
Waite_WT54-Shade House_Ground Floor_G0 _ Shadehouse | WT-WT54-GN-G0 | WT54-GN-G0-Shadehouse | Waite | WT | WT54 | Shade House | GN | Ground Floor | G0 | 99213 | Commercial - Plant Science Consulting | 859 | Infrastructure | 60.48 | Shadehouse | 4 | Ancillary Area Space Group | 407 | Ancillary Area - Glasshouse/Greenhouse |  | Barely Adequate | 4,665.52 | NO
Waite_WT54-Shade House_Ground Floor_G01 _ Shadehouse | WT-WT54-GN-G01 | WT54-GN-G01-Shadehouse | Waite | WT | WT54 | Shade House | GN | Ground Floor | G01 | 99977 | Other Commercial Relationship | 859 | Infrastructure | 49 | Shadehouse | 4 | Ancillary Area Space Group | 407 | Ancillary Area - Glasshouse/Greenhouse |  | Barely Adequate | 3,779.94 | NO
Waite_WT54-Shade House_Ground Floor_G02 _ Shadehouse | WT-WT54-GN-G02 | WT54-GN-G02-Shadehouse | Waite | WT | WT54 | Shade House | GN | Ground Floor | G02 | 99977 | Other Commercial Relationship | 859 | Infrastructure | 52.08 | Shadehouse | 4 | Ancillary Area Space Group | 407 | Ancillary Area - Glasshouse/Greenhouse |  | Barely Adequate | 4,017.54 | NO
Waite_WT54-Shade House_Ground Floor_G03 _ Shadehouse | WT-WT54-GN-G03 | WT54-GN-G03-Shadehouse | Waite | WT | WT54 | Shade House | GN | Ground Floor | G03 | 99977 | Other Commercial Relationship | 859 | Infrastructure | 52.08 | Shadehouse | 4 | Ancillary Area Space Group | 407 | Ancillary Area - Glasshouse/Greenhouse |  | Barely Adequate | 4,017.54 | NO
Waite_WT55-Eastern Shadehouse 16_Ground Floor_G1 _ Shadehouse | WT-WT55-GN-G1 | WT55-GN-G1-Shadehouse | Waite | WT | WT55 | Eastern Shadehouse 16 | GN | Ground Floor | G1 | 99946 | Vacant not occupiable | 99939 | Unusable Spaces | 420.12 | Shadehouse | 4 | Ancillary Area Space Group | 407 | Ancillary Area - Glasshouse/Greenhouse |  | Unknown | 0.00 | NO
Waite_WT56-Eastern Shadehouse 16a_Ground Floor_G1 _ Shadehouse | WT-WT56-GN-G1 | WT56-GN-G1-Shadehouse | Waite | WT | WT56 | Eastern Shadehouse 16a | GN | Ground Floor | G1 | 99106 | State - SARDI - South Australian Research and Development Institute | 859 | Infrastructure | 366.12 | Shadehouse | 3 | Specialist Teaching or Research Space Group | 312 | Laboratory - Research Only |  | Barely Adequate | 42,685.57 | NO
Waite_WT57-Eastern Shadehouse 16c_Ground Floor_G1 _ Shadehouse | WT-WT57-GN-G1 | WT57-GN-G1-Shadehouse | Waite | WT | WT57 | Eastern Shadehouse 16c | GN | Ground Floor | G1 | 99106 | State - SARDI - South Australian Research and Development Institute | 859 | Infrastructure | 113.16 | Shadehouse | 4 | Ancillary Area Space Group | 407 | Ancillary Area - Glasshouse/Greenhouse |  | Barely Adequate | 8,729.34 | NO
Waite_WT58-Soil Bays_Ground Floor_G1 _ Soil Bays | WT-WT58-GN-G1 | WT58-GN-G1-Soil Bays | Waite | WT | WT58 | Soil Bays | GN | Ground Floor | G1 | 141 | School of Agriculture, Food and Wine | 141 | School of Agriculture, Food and Wine | 68.68 | Soil Bays | 4 | Ancillary Area Space Group | 407 | Ancillary Area - Glasshouse/Greenhouse |  | Barely Adequate | 5,298.09 | NO
Waite_WT59-Spray Facility_Ground Floor_G0 _ Spray Facility | WT-WT59-GN-G0 | WT59-GN-G0-Spray Facility | Waite | WT | WT59 | Spray Facility | GN | Ground Floor | G0 | 99213 | Commercial - Plant Science Consulting | 859 | Infrastructure | 36.8 | Spray Facility | 4 | Ancillary Area Space Group | 401 | Ancillary Area - Laboratory Service and Preparation |  | Adequate | 2,957.10 | NO
Waite_WT61-Southern Barns General Laboratory_Ground Floor_G1 _ Preparation Room | WT-WT61-GN-G1 | WT61-GN-G1-Preparation Room | Waite | WT | WT61 | Southern Barns General Laboratory | GN | Ground Floor | G1 | 99998 | Central Common Teaching Areas (In Use) | 952 | Corporate Services Division Admin | 36.25 | Preparation Room | 4 | Ancillary Area Space Group | 401 | Ancillary Area - Laboratory Service and Preparation |  | Barely Adequate | 2,796.38 | NO
Waite_WT61-Southern Barns General Laboratory_Ground Floor_G2 _ Laboratory | WT-WT61-GN-G2 | WT61-GN-G2-Laboratory | Waite | WT | WT61 | Southern Barns General Laboratory | GN | Ground Floor | G2 | 99998 | Central Common Teaching Areas (In Use) | 952 | Corporate Services Division Admin | 80.16 | Laboratory | 3 | Specialist Teaching or Research Space Group | 300 | Laboratory - Specialist teaching and research - type not defined |  | Barely Adequate | 9,345.78 | NO
Waite_WT61-Southern Barns General Laboratory_Ground Floor_G3 _ Laboratory | WT-WT61-GN-G3 | WT61-GN-G3-Laboratory | Waite | WT | WT61 | Southern Barns General Laboratory | GN | Ground Floor | G3 | 99998 | Central Common Teaching Areas (In Use) | 952 | Corporate Services Division Admin | 117.63 | Laboratory | 3 | Specialist Teaching or Research Space Group | 300 | Laboratory - Specialist teaching and research - type not defined |  | Barely Adequate | 13,714.37 | NO
Waite_WT62-Southern Barns Sensory Laboratory_Platform Level_G1 _ Plantroom | WT-WT62-01-G1 | WT62-01-G1-Plantroom | Waite | WT | WT62 | Southern Barns Sensory Laboratory | 01 | Platform Level | G1 | 99939 | Unusable Spaces | 99939 | Unusable Spaces | 25.96 | Plantroom | 8 | Non Useable Floor Area Space Group | 811 | Non-usable - Plant room other |  | Unknown | 0.00 | NO
Waite_WT62-Southern Barns Sensory Laboratory_Ground Floor_G1 _ Plant Room | WT-WT62-GN-G1 | WT62-GN-G1-Plant Room | Waite | WT | WT62 | Southern Barns Sensory Laboratory | GN | Ground Floor | G1 | 99939 | Unusable Spaces | 99939 | Unusable Spaces | 25.43 | Plant Room | 4 | Ancillary Area Space Group | 401 | Ancillary Area - Laboratory Service and Preparation |  | Barely Adequate | 1,961.71 | NO
Waite_WT62-Southern Barns Sensory Laboratory_Ground Floor_G2 _ Sensory Laboratory | WT-WT62-GN-G2 | WT62-GN-G2-Sensory Laboratory | Waite | WT | WT62 | Southern Barns Sensory Laboratory | GN | Ground Floor | G2 | 99998 | Central Common Teaching Areas (In Use) | 952 | Corporate Services Division Admin | 136.62 | Sensory Laboratory | 3 | Specialist Teaching or Research Space Group | 312 | Laboratory - Research Only |  | Adequate | 16,592.08 | NO
Waite_WT63-Southern Barns Soils Laboratory_Ground Floor_G0 _ Verandah (UCA) | WT-WT63-GN-G0 | WT63-GN-G0-Verandah (UCA) | Waite | WT | WT63 | Southern Barns Soils Laboratory | GN | Ground Floor | G0 | 99939 | Unusable Spaces | 99939 | Unusable Spaces | 65.18 | Verandah (UCA) | 8 | Non Useable Floor Area Space Group | 839 | Non-usable - Verandah/Balcony |  | Unknown | 0.00 | NO
Waite_WT63-Southern Barns Soils Laboratory_Ground Floor_G1 _ Prep Room | WT-WT63-GN-G1 | WT63-GN-G1-Prep Room | Waite | WT | WT63 | Southern Barns Soils Laboratory | GN | Ground Floor | G1 | 99998 | Central Common Teaching Areas (In Use) | 952 | Corporate Services Division Admin | 36.51 | Prep Room | 4 | Ancillary Area Space Group | 401 | Ancillary Area - Laboratory Service and Preparation |  | Barely Adequate | 2,816.44 | NO
Waite_WT63-Southern Barns Soils Laboratory_Ground Floor_G2 _ Laboratory Soil Wash | WT-WT63-GN-G2 | WT63-GN-G2-Laboratory Soil Wash | Waite | WT | WT63 | Southern Barns Soils Laboratory | GN | Ground Floor | G2 | 99998 | Central Common Teaching Areas (In Use) | 952 | Corporate Services Division Admin | 118.99 | Laboratory Soil Wash | 3 | Specialist Teaching or Research Space Group | 312 | Laboratory - Research Only |  | Barely Adequate | 13,872.93 | NO
Waite_WT63-Southern Barns Soils Laboratory_Ground Floor_G3 _ Seminar / Teaching Room | WT-WT63-GN-G3 | WT63-GN-G3-Seminar / Teaching Room | Waite | WT | WT63 | Southern Barns Soils Laboratory | GN | Ground Floor | G3 | 99998 | Central Common Teaching Areas (In Use) | 952 | Corporate Services Division Admin | 74.26 | Seminar / Teaching Room | 2 | Teaching Space Group | 205 | Lecture/Seminar/Tutorial/Class Room (31 to 69) Flat Floor |  | Barely Adequate | 7,941.83 | NO
Waite_WT63-Southern Barns Soils Laboratory_Ground Floor_G3D _ VSR | WT-WT63-GN-G3D | WT63-GN-G3D-VSR | Waite | WT | WT63 | Southern Barns Soils Laboratory | GN | Ground Floor | G3D | 99939 | Unusable Spaces | 99939 | Unusable Spaces | 0.19 | VSR | 8 | Non Useable Floor Area Space Group | 840 | Non-usable - Service riser |  | Unknown | 0.00 | NO
Waite_WT63-Southern Barns Soils Laboratory_Ground Floor_G4 _ Gas Store | WT-WT63-GN-G4 | WT63-GN-G4-Gas Store | Waite | WT | WT63 | Southern Barns Soils Laboratory | GN | Ground Floor | G4 | 99939 | Unusable Spaces | 99939 | Unusable Spaces | 1.86 | Gas Store | 4 | Ancillary Area Space Group | 418 | Ancillary Area - Dangerous goods storage |  | Barely Adequate | 143.48 | NO
Waite_WT63-Southern Barns Soils Laboratory_Ground Floor_G5 _ Plantroom - A/C | WT-WT63-GN-G5 | WT63-GN-G5-Plantroom - A/C | Waite | WT | WT63 | Southern Barns Soils Laboratory | GN | Ground Floor | G5 | 99939 | Unusable Spaces | 99939 | Unusable Spaces | 2.44 | Plantroom - A/C | 8 | Non Useable Floor Area Space Group | 810 | Non-usable - Mechanical plant room |  | Unknown | 0.00 | NO
Waite_WT64-Field Machinery Store_Ground Floor_B.1.2 _ Machinery Store | WT-WT64-GN-B.1.2 | WT64-GN-B.1.2-Machinery Store | Waite | WT | WT64 | Field Machinery Store | GN | Ground Floor | B.1.2 | 141 | School of Agriculture, Food and Wine | 141 | School of Agriculture, Food and Wine | 46.51 | Machinery Store | 4 | Ancillary Area Space Group | 419 | Ancillary Area - Store Room - Generic |  | Adequate | 3,737.35 | NO
Waite_WT64-Field Machinery Store_Ground Floor_B.11.12 _ Machinery Store | WT-WT64-GN-B.11.12 | WT64-GN-B.11.12-Machinery Store | Waite | WT | WT64 | Field Machinery Store | GN | Ground Floor | B.11.12 | 141 | School of Agriculture, Food and Wine | 141 | School of Agriculture, Food and Wine | 70.79 | Machinery Store | 4 | Ancillary Area Space Group | 419 | Ancillary Area - Store Room - Generic |  | Adequate | 5,688.39 | NO
Waite_WT64-Field Machinery Store_Ground Floor_B.13.14 _ Machinery Store | WT-WT64-GN-B.13.14 | WT64-GN-B.13.14-Machinery Store | Waite | WT | WT64 | Field Machinery Store | GN | Ground Floor | B.13.14 | 141 | School of Agriculture, Food and Wine | 141 | School of Agriculture, Food and Wine | 45.09 | Machinery Store | 4 | Ancillary Area Space Group | 419 | Ancillary Area - Store Room - Generic |  | Adequate | 3,623.25 | NO
Waite_WT64-Field Machinery Store_Ground Floor_B.15 _ Radio Iso. Store (RRS) | WT-WT64-GN-B.15 | WT64-GN-B.15-Radio Iso. Store (RRS) | Waite | WT | WT64 | Field Machinery Store | GN | Ground Floor | B.15 | 141 | School of Agriculture, Food and Wine | 141 | School of Agriculture, Food and Wine | 27.73 | Radio Iso. Store (RRS) | 4 | Ancillary Area Space Group | 419 | Ancillary Area - Store Room - Generic |  | Adequate | 2,228.27 | NO
Waite_WT64-Field Machinery Store_Ground Floor_B.3.4 _ Store | WT-WT64-GN-B.3.4 | WT64-GN-B.3.4-Store | Waite | WT | WT64 | Field Machinery Store | GN | Ground Floor | B.3.4 | 141 | School of Agriculture, Food and Wine | 141 | School of Agriculture, Food and Wine | 50.77 | Store | 4 | Ancillary Area Space Group | 419 | Ancillary Area - Store Room - Generic |  | Adequate | 4,079.67 | NO
Waite_WT64-Field Machinery Store_Ground Floor_B.5.6 _ Store | WT-WT64-GN-B.5.6 | WT64-GN-B.5.6-Store | Waite | WT | WT64 | Field Machinery Store | GN | Ground Floor | B.5.6 | 141 | School of Agriculture, Food and Wine | 141 | School of Agriculture, Food and Wine | 70.79 | Store | 4 | Ancillary Area Space Group | 419 | Ancillary Area - Store Room - Generic |  | Adequate | 5,688.39 | NO
Waite_WT64-Field Machinery Store_Ground Floor_B.7.8 _ Store | WT-WT64-GN-B.7.8 | WT64-GN-B.7.8-Store | Waite | WT | WT64 | Field Machinery Store | GN | Ground Floor | B.7.8 | 141 | School of Agriculture, Food and Wine | 141 | School of Agriculture, Food and Wine | 70.79 | Store | 4 | Ancillary Area Space Group | 419 | Ancillary Area - Store Room - Generic |  | Adequate | 5,688.39 | NO
Waite_WT64-Field Machinery Store_Ground Floor_B.9.10 _ Machinery Store | WT-WT64-GN-B.9.10 | WT64-GN-B.9.10-Machinery Store | Waite | WT | WT64 | Field Machinery Store | GN | Ground Floor | B.9.10 | 141 | School of Agriculture, Food and Wine | 141 | School of Agriculture, Food and Wine | 70.79 | Machinery Store | 4 | Ancillary Area Space Group | 419 | Ancillary Area - Store Room - Generic |  | Adequate | 5,688.39 | NO
Waite_WT64-Field Machinery Store_Ground Floor_G16 _ WC | WT-WT64-GN-G16 | WT64-GN-G16-WC | Waite | WT | WT64 | Field Machinery Store | GN | Ground Floor | G16 | 99939 | Unusable Spaces | 99939 | Unusable Spaces | 4.76 | WC | 8 | Non Useable Floor Area Space Group | 835 | Non-usable - Toilets/Amenities - Other |  | Adequate | 0.00 | NO
Waite_WT65-Orchard Shed_Ground Floor_G1 _ Equipment Store | WT-WT65-GN-G1 | WT65-GN-G1-Equipment Store | Waite | WT | WT65 | Orchard Shed | GN | Ground Floor | G1 | 141 | School of Agriculture, Food and Wine | 141 | School of Agriculture, Food and Wine | 96.86 | Equipment Store | 4 | Ancillary Area Space Group | 419 | Ancillary Area - Store Room - Generic |  | Barely Adequate | 7,471.94 | NO
Waite_WT65-Orchard Shed_Ground Floor_G1A _ Office | WT-WT65-GN-G1A | WT65-GN-G1A-Office | Waite | WT | WT65 | Orchard Shed | GN | Ground Floor | G1A | 141 | School of Agriculture, Food and Wine | 141 | School of Agriculture, Food and Wine | 8.1 | Office | 1 | Office Space Group | 101 | Office - Academic Staff |  | Barely Adequate | 710.05 | NO
Waite_WT65-Orchard Shed_Ground Floor_G2 _ Office | WT-WT65-GN-G2 | WT65-GN-G2-Office | Waite | WT | WT65 | Orchard Shed | GN | Ground Floor | G2 | 141 | School of Agriculture, Food and Wine | 141 | School of Agriculture, Food and Wine | 9 | Office | 1 | Office Space Group | 101 | Office - Academic Staff |  | Barely Adequate | 788.95 | NO
Waite_WT67-Pest Plant Store_Ground Floor_G00 _ Verandah (UCA) | WT-WT67-GN-G00 | WT67-GN-G00-Verandah (UCA) | Waite | WT | WT67 | Pest Plant Store | GN | Ground Floor | G00 | 99939 | Unusable Spaces | 99939 | Unusable Spaces | 27.05 | Verandah (UCA) | 8 | Non Useable Floor Area Space Group | 839 | Non-usable - Verandah/Balcony |  | Unknown | 0.00 | NO
Waite_WT67-Pest Plant Store_Ground Floor_G00A _ Carport | WT-WT67-GN-G00A | WT67-GN-G00A-Carport | Waite | WT | WT67 | Pest Plant Store | GN | Ground Floor | G00A | 99939 | Unusable Spaces | 99939 | Unusable Spaces | 63.25 | Carport | 8 | Non Useable Floor Area Space Group | 804 | Non-usable - Car park < 50% of building - Not usable TEFMA |  | Unknown |  | NO
Waite_WT67-Pest Plant Store_Ground Floor_G1 _ Garage | WT-WT67-GN-G1 | WT67-GN-G1-Garage | Waite | WT | WT67 | Pest Plant Store | GN | Ground Floor | G1 | 99213 | Commercial - Plant Science Consulting | 859 | Infrastructure | 33.45 | Garage | 8 | Non Useable Floor Area Space Group | 807 | Non-usable - Garage/Loading bay |  | Adequate | 0.00 | NO
Waite_WT67-Pest Plant Store_Ground Floor_G2 _ Store | WT-WT67-GN-G2 | WT67-GN-G2-Store | Waite | WT | WT67 | Pest Plant Store | GN | Ground Floor | G2 | 99213 | Commercial - Plant Science Consulting | 859 | Infrastructure | 9.45 | Store | 4 | Ancillary Area Space Group | 419 | Ancillary Area - Store Room - Generic |  | Adequate | 759.36 | NO
Waite_WT67-Pest Plant Store_Ground Floor_G2A _ Store | WT-WT67-GN-G2A | WT67-GN-G2A-Store | Waite | WT | WT67 | Pest Plant Store | GN | Ground Floor | G2A | 99213 | Commercial - Plant Science Consulting | 859 | Infrastructure | 8.39 | Store | 4 | Ancillary Area Space Group | 419 | Ancillary Area - Store Room - Generic |  | Adequate | 674.19 | NO
Waite_WT68-SARDI Storage Shed_Ground Floor_G01 _ Store | WT-WT68-GN-G01 | WT68-GN-G01-Store | Waite | WT | WT68 | SARDI Storage Shed | GN | Ground Floor | G01 | 99106 | State - SARDI - South Australian Research and Development Institute | 859 | Infrastructure | 231.84 | Store | 4 | Ancillary Area Space Group | 419 | Ancillary Area - Store Room - Generic |  | Adequate | 18,629.70 | NO
Waite_WT68-SARDI Storage Shed_Ground Floor_G02 _ Seed Storage | WT-WT68-GN-G02 | WT68-GN-G02-Seed Storage | Waite | WT | WT68 | SARDI Storage Shed | GN | Ground Floor | G02 | 99106 | State - SARDI - South Australian Research and Development Institute | 859 | Infrastructure | 65.55 | Seed Storage | 4 | Ancillary Area Space Group | 419 | Ancillary Area - Store Room - Generic |  | Adequate | 5,267.33 | NO
Waite_WT68-SARDI Storage Shed_Ground Floor_G03 _ Storage - Property Services | WT-WT68-GN-G03 | WT68-GN-G03-Storage - Property Services | Waite | WT | WT68 | SARDI Storage Shed | GN | Ground Floor | G03 | 859 | Infrastructure Office | 859 | Infrastructure | 33.11 | Storage - Property Services | 4 | Ancillary Area Space Group | 419 | Ancillary Area - Store Room - Generic |  | Adequate | 2,660.58 | NO
Waite_WT69-Arboretum Shed_Ground Floor_G01 _ Storage Shed | WT-WT69-GN-G01 | WT69-GN-G01-Storage Shed | Waite | WT | WT69 | Arboretum Shed | GN | Ground Floor | G01 | 214 | ECMS Infrastructure | 214 | ECMS Faculty Services | 34.81 | Storage Shed | 4 | Ancillary Area Space Group | 419 | Ancillary Area - Store Room - Generic |  | Adequate | 2,797.19 | NO
Waite_WT69-Arboretum Shed_Ground Floor_G02 _ Shed Canopy/Carport | WT-WT69-GN-G02 | WT69-GN-G02-Shed Canopy/Carport | Waite | WT | WT69 | Arboretum Shed | GN | Ground Floor | G02 | 214 | ECMS Infrastructure | 214 | ECMS Faculty Services | 36 | Shed Canopy/Carport | 8 | Non Useable Floor Area Space Group | 807 | Non-usable - Garage/Loading bay |  | Adequate | 0.00 | NO
Waite_WT70-Soil & Water Field Laboratory_Ground Floor_G1 _ Corr. | WT-WT70-GN-G1 | WT70-GN-G1-Corr. | Waite | WT | WT70 | Soil & Water Field Laboratory | GN | Ground Floor | G1 | 99939 | Unusable Spaces | 99939 | Unusable Spaces | 29.58 | Corr. | 8 | Non Useable Floor Area Space Group | 805 | Non-usable - Circulation space |  | Unknown | 0.00 | NO
Waite_WT70-Soil & Water Field Laboratory_Ground Floor_G10 _ Store | WT-WT70-GN-G10 | WT70-GN-G10-Store | Waite | WT | WT70 | Soil & Water Field Laboratory | GN | Ground Floor | G10 | 141 | School of Agriculture, Food and Wine | 141 | School of Agriculture, Food and Wine | 13.12 | Store | 4 | Ancillary Area Space Group | 419 | Ancillary Area - Store Room - Generic |  | Barely Adequate | 1,012.10 | NO
Waite_WT70-Soil & Water Field Laboratory_Ground Floor_G11 _ Soil Handling | WT-WT70-GN-G11 | WT70-GN-G11-Soil Handling | Waite | WT | WT70 | Soil & Water Field Laboratory | GN | Ground Floor | G11 | 141 | School of Agriculture, Food and Wine | 141 | School of Agriculture, Food and Wine | 54.25 | Soil Handling | 3 | Specialist Teaching or Research Space Group | 312 | Laboratory - Research Only |  | Barely Adequate | 6,324.95 | NO
Waite_WT70-Soil & Water Field Laboratory_Ground Floor_G12 _ Water Laboratory | WT-WT70-GN-G12 | WT70-GN-G12-Water Laboratory | Waite | WT | WT70 | Soil & Water Field Laboratory | GN | Ground Floor | G12 | 141 | School of Agriculture, Food and Wine | 141 | School of Agriculture, Food and Wine | 45.07 | Water Laboratory | 3 | Specialist Teaching or Research Space Group | 312 | Laboratory - Research Only |  | Barely Adequate | 5,254.67 | NO
Waite_WT70-Soil & Water Field Laboratory_Ground Floor_G13 _ Circ. / Waiting | WT-WT70-GN-G13 | WT70-GN-G13-Circ. / Waiting | Waite | WT | WT70 | Soil & Water Field Laboratory | GN | Ground Floor | G13 | 99939 | Unusable Spaces | 99939 | Unusable Spaces | 11.73 | Circ. / Waiting | 8 | Non Useable Floor Area Space Group | 805 | Non-usable - Circulation space |  | Barely Adequate | 0.00 | NO
Waite_WT70-Soil & Water Field Laboratory_Ground Floor_G1A _ Corr. | WT-WT70-GN-G1A | WT70-GN-G1A-Corr. | Waite | WT | WT70 | Soil & Water Field Laboratory | GN | Ground Floor | G1A | 99939 | Unusable Spaces | 99939 | Unusable Spaces | 1.94 | Corr. | 8 | Non Useable Floor Area Space Group | 805 | Non-usable - Circulation space |  | Unknown | 0.00 | NO
Waite_WT70-Soil & Water Field Laboratory_Ground Floor_G1B _ Corr. | WT-WT70-GN-G1B | WT70-GN-G1B-Corr. | Waite | WT | WT70 | Soil & Water Field Laboratory | GN | Ground Floor | G1B | 99939 | Unusable Spaces | 99939 | Unusable Spaces | 23.89 | Corr. | 8 | Non Useable Floor Area Space Group | 805 | Non-usable - Circulation space |  | Unknown | 0.00 | NO
Waite_WT70-Soil & Water Field Laboratory_Ground Floor_G2 _ Env. Toxicology Laboratory - Ora | WT-WT70-GN-G2 | WT70-GN-G2-Env. Toxicology Laboratory - Ora | Waite | WT | WT70 | Soil & Water Field Laboratory | GN | Ground Floor | G2 | 141 | School of Agriculture, Food and Wine | 141 | School of Agriculture, Food and Wine | 37.53 | Env. Toxicology Laboratory - Ora | 3 | Specialist Teaching or Research Space Group | 312 | Laboratory - Research Only |  | Barely Adequate | 4,375.59 | NO
Waite_WT70-Soil & Water Field Laboratory_Ground Floor_G2A _ Office - Student | WT-WT70-GN-G2A | WT70-GN-G2A-Office - Student | Waite | WT | WT70 | Soil & Water Field Laboratory | GN | Ground Floor | G2A | 141 | School of Agriculture, Food and Wine | 141 | School of Agriculture, Food and Wine | 8.25 | Office - Student | 1 | Office Space Group | 103 | Office - Research Students |  | Barely Adequate | 723.20 | NO
Waite_WT70-Soil & Water Field Laboratory_Ground Floor_G3 _ Temp Control Laboratory | WT-WT70-GN-G3 | WT70-GN-G3-Temp Control Laboratory | Waite | WT | WT70 | Soil & Water Field Laboratory | GN | Ground Floor | G3 | 141 | School of Agriculture, Food and Wine | 141 | School of Agriculture, Food and Wine | 42.14 | Temp Control Laboratory | 3 | Specialist Teaching or Research Space Group | 312 | Laboratory - Research Only |  | Adequate | 5,117.77 | NO
Waite_WT70-Soil & Water Field Laboratory_Ground Floor_G4 _ Temp Control Laboratory | WT-WT70-GN-G4 | WT70-GN-G4-Temp Control Laboratory | Waite | WT | WT70 | Soil & Water Field Laboratory | GN | Ground Floor | G4 | 141 | School of Agriculture, Food and Wine | 141 | School of Agriculture, Food and Wine | 22.59 | Temp Control Laboratory | 4 | Ancillary Area Space Group | 405 | Ancillary Area - Constant Temperature/ Freezer/Cold/Warm Rooms |  | Barely Adequate | 1,742.63 | NO
Waite_WT70-Soil & Water Field Laboratory_Ground Floor_G5 _ Temp Control Room - Orana | WT-WT70-GN-G5 | WT70-GN-G5-Temp Control Room - Orana | Waite | WT | WT70 | Soil & Water Field Laboratory | GN | Ground Floor | G5 | 141 | School of Agriculture, Food and Wine | 141 | School of Agriculture, Food and Wine | 11.68 | Temp Control Room - Orana | 4 | Ancillary Area Space Group | 405 | Ancillary Area - Constant Temperature/ Freezer/Cold/Warm Rooms |  | Barely Adequate | 901.01 | NO
Waite_WT70-Soil & Water Field Laboratory_Ground Floor_G6 _ WC | WT-WT70-GN-G6 | WT70-GN-G6-WC | Waite | WT | WT70 | Soil & Water Field Laboratory | GN | Ground Floor | G6 | 99939 | Unusable Spaces | 99939 | Unusable Spaces | 5.94 | WC | 8 | Non Useable Floor Area Space Group | 835 | Non-usable - Toilets/Amenities - Other |  | Unknown | 0.00 | NO
Waite_WT70-Soil & Water Field Laboratory_Ground Floor_G7 _ Core Store | WT-WT70-GN-G7 | WT70-GN-G7-Core Store | Waite | WT | WT70 | Soil & Water Field Laboratory | GN | Ground Floor | G7 | 141 | School of Agriculture, Food and Wine | 141 | School of Agriculture, Food and Wine | 14.38 | Core Store | 4 | Ancillary Area Space Group | 419 | Ancillary Area - Store Room - Generic |  | Barely Adequate | 1,109.30 | NO
Waite_WT70-Soil & Water Field Laboratory_Ground Floor_G8 _ Storage Compound | WT-WT70-GN-G8 | WT70-GN-G8-Storage Compound | Waite | WT | WT70 | Soil & Water Field Laboratory | GN | Ground Floor | G8 | 141 | School of Agriculture, Food and Wine | 141 | School of Agriculture, Food and Wine | 59.18 | Storage Compound | 4 | Ancillary Area Space Group | 419 | Ancillary Area - Store Room - Generic |  | Barely Adequate | 4,565.24 | NO
Waite_WT70-Soil & Water Field Laboratory_Ground Floor_G8A _ Store | WT-WT70-GN-G8A | WT70-GN-G8A-Store | Waite | WT | WT70 | Soil & Water Field Laboratory | GN | Ground Floor | G8A | 141 | School of Agriculture, Food and Wine | 141 | School of Agriculture, Food and Wine | 5.9 | Store | 4 | Ancillary Area Space Group | 419 | Ancillary Area - Store Room - Generic |  | Barely Adequate | 455.14 | NO
Waite_WT70-Soil & Water Field Laboratory_Ground Floor_G8B _ Store | WT-WT70-GN-G8B | WT70-GN-G8B-Store | Waite | WT | WT70 | Soil & Water Field Laboratory | GN | Ground Floor | G8B | 141 | School of Agriculture, Food and Wine | 141 | School of Agriculture, Food and Wine | 5.9 | Store | 4 | Ancillary Area Space Group | 419 | Ancillary Area - Store Room - Generic |  | Barely Adequate | 455.14 | NO
Waite_WT70-Soil & Water Field Laboratory_Ground Floor_G8C _ Store | WT-WT70-GN-G8C | WT70-GN-G8C-Store | Waite | WT | WT70 | Soil & Water Field Laboratory | GN | Ground Floor | G8C | 141 | School of Agriculture, Food and Wine | 141 | School of Agriculture, Food and Wine | 5.9 | Store | 4 | Ancillary Area Space Group | 419 | Ancillary Area - Store Room - Generic |  | Barely Adequate | 455.14 | NO
Waite_WT70-Soil & Water Field Laboratory_Ground Floor_G8D _ Store | WT-WT70-GN-G8D | WT70-GN-G8D-Store | Waite | WT | WT70 | Soil & Water Field Laboratory | GN | Ground Floor | G8D | 141 | School of Agriculture, Food and Wine | 141 | School of Agriculture, Food and Wine | 5.9 | Store | 4 | Ancillary Area Space Group | 419 | Ancillary Area - Store Room - Generic |  | Barely Adequate | 455.14 | NO
Waite_WT70-Soil & Water Field Laboratory_Ground Floor_G8E _ Store | WT-WT70-GN-G8E | WT70-GN-G8E-Store | Waite | WT | WT70 | Soil & Water Field Laboratory | GN | Ground Floor | G8E | 141 | School of Agriculture, Food and Wine | 141 | School of Agriculture, Food and Wine | 5.9 | Store | 4 | Ancillary Area Space Group | 419 | Ancillary Area - Store Room - Generic |  | Barely Adequate | 455.14 | NO
Waite_WT70-Soil & Water Field Laboratory_Ground Floor_G8F _ Store | WT-WT70-GN-G8F | WT70-GN-G8F-Store | Waite | WT | WT70 | Soil & Water Field Laboratory | GN | Ground Floor | G8F | 141 | School of Agriculture, Food and Wine | 141 | School of Agriculture, Food and Wine | 5.9 | Store | 4 | Ancillary Area Space Group | 419 | Ancillary Area - Store Room - Generic |  | Barely Adequate | 455.14 | NO
Waite_WT70-Soil & Water Field Laboratory_Ground Floor_G8G _ Store | WT-WT70-GN-G8G | WT70-GN-G8G-Store | Waite | WT | WT70 | Soil & Water Field Laboratory | GN | Ground Floor | G8G | 141 | School of Agriculture, Food and Wine | 141 | School of Agriculture, Food and Wine | 5.9 | Store | 4 | Ancillary Area Space Group | 419 | Ancillary Area - Store Room - Generic |  | Barely Adequate | 455.14 | NO
Waite_WT70-Soil & Water Field Laboratory_Ground Floor_G8H _ Store | WT-WT70-GN-G8H | WT70-GN-G8H-Store | Waite | WT | WT70 | Soil & Water Field Laboratory | GN | Ground Floor | G8H | 141 | School of Agriculture, Food and Wine | 141 | School of Agriculture, Food and Wine | 5.9 | Store | 4 | Ancillary Area Space Group | 419 | Ancillary Area - Store Room - Generic |  | Barely Adequate | 455.14 | NO
Waite_WT70-Soil & Water Field Laboratory_Ground Floor_G8I _ Store | WT-WT70-GN-G8I | WT70-GN-G8I-Store | Waite | WT | WT70 | Soil & Water Field Laboratory | GN | Ground Floor | G8I | 141 | School of Agriculture, Food and Wine | 141 | School of Agriculture, Food and Wine | 5.9 | Store | 4 | Ancillary Area Space Group | 419 | Ancillary Area - Store Room - Generic |  | Barely Adequate | 455.14 | NO
Waite_WT70-Soil & Water Field Laboratory_Ground Floor_G8J _ Store | WT-WT70-GN-G8J | WT70-GN-G8J-Store | Waite | WT | WT70 | Soil & Water Field Laboratory | GN | Ground Floor | G8J | 141 | School of Agriculture, Food and Wine | 141 | School of Agriculture, Food and Wine | 5.9 | Store | 4 | Ancillary Area Space Group | 419 | Ancillary Area - Store Room - Generic |  | Barely Adequate | 455.14 | NO
Waite_WT70-Soil & Water Field Laboratory_Ground Floor_G9 _ Drum Store | WT-WT70-GN-G9 | WT70-GN-G9-Drum Store | Waite | WT | WT70 | Soil & Water Field Laboratory | GN | Ground Floor | G9 | 141 | School of Agriculture, Food and Wine | 141 | School of Agriculture, Food and Wine | 30.55 | Drum Store | 4 | Ancillary Area Space Group | 419 | Ancillary Area - Store Room - Generic |  | Barely Adequate | 2,356.68 | NO
Waite_WT71-Taylor Building East_Level Three_320 _ Office | WT-WT71-03-320 | WT71-03-320-Office | Waite | WT | WT71 | Taylor Building East | 03 | Level Three | 320 | 99002 | Federal - CSIRO | 859 | Infrastructure | 14.47 | Office | 1 | Office Space Group | 100 | Office - Specific type not defined |  | Good | 1,651.63 | NO
Waite_WT71-Taylor Building East_Level Three_321 _ Office | WT-WT71-03-321 | WT71-03-321-Office | Waite | WT | WT71 | Taylor Building East | 03 | Level Three | 321 | 99002 | Federal - CSIRO | 859 | Infrastructure | 25.8 | Office | 1 | Office Space Group | 100 | Office - Specific type not defined |  | Good | 2,944.86 | NO
Waite_WT71-Taylor Building East_Level Three_322 _ Office | WT-WT71-03-322 | WT71-03-322-Office | Waite | WT | WT71 | Taylor Building East | 03 | Level Three | 322 | 141 | School of Agriculture, Food and Wine | 141 | School of Agriculture, Food and Wine | 12.63 | Office | 1 | Office Space Group | 101 | Office - Academic Staff |  | Good | 1,441.61 | NO
Waite_WT71-Taylor Building East_Level Three_323 _ Office | WT-WT71-03-323 | WT71-03-323-Office | Waite | WT | WT71 | Taylor Building East | 03 | Level Three | 323 | 141 | School of Agriculture, Food and Wine | 141 | School of Agriculture, Food and Wine | 25.7 | Office | 1 | Office Space Group | 101 | Office - Academic Staff |  | Good | 2,933.44 | NO
Waite_WT71-Taylor Building East_Level Three_324 _ Office | WT-WT71-03-324 | WT71-03-324-Office | Waite | WT | WT71 | Taylor Building East | 03 | Level Three | 324 | 141 | School of Agriculture, Food and Wine | 141 | School of Agriculture, Food and Wine | 26.01 | Office | 1 | Office Space Group | 101 | Office - Academic Staff |  | Good | 2,968.83 | NO
Waite_WT71-Taylor Building East_Level Three_325 _ Library | WT-WT71-03-325 | WT71-03-325-Library | Waite | WT | WT71 | Taylor Building East | 03 | Level Three | 325 | 141 | School of Agriculture, Food and Wine | 141 | School of Agriculture, Food and Wine | 12.81 | Library | 5 | Library, IT and Learning Space Group | 509 | Library and Learning - Department reference library |  | Good | 1,637.62 | NO
Waite_WT71-Taylor Building East_Level Three_325D _ VSR | WT-WT71-03-325D | WT71-03-325D-VSR | Waite | WT | WT71 | Taylor Building East | 03 | Level Three | 325D | 99939 | Unusable Spaces | 99939 | Unusable Spaces | 1.26 | VSR | 8 | Non Useable Floor Area Space Group | 840 | Non-usable - Service riser |  | Unknown | 0.00 | NO
Waite_WT71-Taylor Building East_Level Three_326 _ Store | WT-WT71-03-326 | WT71-03-326-Store | Waite | WT | WT71 | Taylor Building East | 03 | Level Three | 326 | 141 | School of Agriculture, Food and Wine | 141 | School of Agriculture, Food and Wine | 1.11 | Store | 4 | Ancillary Area Space Group | 419 | Ancillary Area - Store Room - Generic |  | Good | 111.49 | NO
Waite_WT71-Taylor Building East_Level Three_327 _ Biology Laboratory (RRS) | WT-WT71-03-327 | WT71-03-327-Biology Laboratory (RRS) | Waite | WT | WT71 | Taylor Building East | 03 | Level Three | 327 | 141 | School of Agriculture, Food and Wine | 141 | School of Agriculture, Food and Wine | 54.98 | Biology Laboratory (RRS) | 3 | Specialist Teaching or Research Space Group | 312 | Laboratory - Research Only |  | Good | 8,346.44 | NO
Waite_WT71-Taylor Building East_Level Three_327A _ Laboratory | WT-WT71-03-327A | WT71-03-327A-Laboratory | Waite | WT | WT71 | Taylor Building East | 03 | Level Three | 327A | 141 | School of Agriculture, Food and Wine | 141 | School of Agriculture, Food and Wine | 34.04 | Laboratory | 3 | Specialist Teaching or Research Space Group | 312 | Laboratory - Research Only |  | Good | 5,167.57 | NO
Waite_WT71-Taylor Building East_Level Three_327D _ VSR | WT-WT71-03-327D | WT71-03-327D-VSR | Waite | WT | WT71 | Taylor Building East | 03 | Level Three | 327D | 99939 | Unusable Spaces | 99939 | Unusable Spaces | 0.33 | VSR | 8 | Non Useable Floor Area Space Group | 840 | Non-usable - Service riser |  | Unknown | 0.00 | NO
Waite_WT71-Taylor Building East_Level Three_328 _ Const.Temp. Room | WT-WT71-03-328 | WT71-03-328-Const.Temp. Room | Waite | WT | WT71 | Taylor Building East | 03 | Level Three | 328 | 141 | School of Agriculture, Food and Wine | 141 | School of Agriculture, Food and Wine | 9.24 | Const.Temp. Room | 4 | Ancillary Area Space Group | 405 | Ancillary Area - Constant Temperature/ Freezer/Cold/Warm Rooms |  | Good | 928.11 | NO
Waite_WT71-Taylor Building East_Level Three_329 _ Microscope Room | WT-WT71-03-329 | WT71-03-329-Microscope Room | Waite | WT | WT71 | Taylor Building East | 03 | Level Three | 329 | 141 | School of Agriculture, Food and Wine | 141 | School of Agriculture, Food and Wine | 15.2 | Microscope Room | 4 | Ancillary Area Space Group | 401 | Ancillary Area - Laboratory Service and Preparation |  | Good | 1,526.76 | NO
Waite_WT71-Taylor Building East_Level Three_330 _ Image Laboratory | WT-WT71-03-330 | WT71-03-330-Image Laboratory | Waite | WT | WT71 | Taylor Building East | 03 | Level Three | 330 | 141 | School of Agriculture, Food and Wine | 141 | School of Agriculture, Food and Wine | 10.1 | Image Laboratory | 3 | Specialist Teaching or Research Space Group | 312 | Laboratory - Research Only |  | Good | 1,533.27 | NO
Waite_WT71-Taylor Building East_Level Three_331 _ Biology Laboratory (RRS) | WT-WT71-03-331 | WT71-03-331-Biology Laboratory (RRS) | Waite | WT | WT71 | Taylor Building East | 03 | Level Three | 331 | 141 | School of Agriculture, Food and Wine | 141 | School of Agriculture, Food and Wine | 55.2 | Biology Laboratory (RRS) | 3 | Specialist Teaching or Research Space Group | 312 | Laboratory - Research Only |  | Good | 8,379.84 | NO
Waite_WT71-Taylor Building East_Level Three_331D _ VSR | WT-WT71-03-331D | WT71-03-331D-VSR | Waite | WT | WT71 | Taylor Building East | 03 | Level Three | 331D | 99939 | Unusable Spaces | 99939 | Unusable Spaces | 0.33 | VSR | 8 | Non Useable Floor Area Space Group | 840 | Non-usable - Service riser |  | Unknown | 0.00 | NO
Waite_WT71-Taylor Building East_Level Three_332 _ Instrument Laboratory | WT-WT71-03-332 | WT71-03-332-Instrument Laboratory | Waite | WT | WT71 | Taylor Building East | 03 | Level Three | 332 | 141 | School of Agriculture, Food and Wine | 141 | School of Agriculture, Food and Wine | 6.09 | Instrument Laboratory | 4 | Ancillary Area Space Group | 402 | Ancillary Area - Instrument Room |  | Good | 611.71 | NO
Waite_WT71-Taylor Building East_Level Three_333 _ Laminar Laboratory (RRS) | WT-WT71-03-333 | WT71-03-333-Laminar Laboratory (RRS) | Waite | WT | WT71 | Taylor Building East | 03 | Level Three | 333 | 141 | School of Agriculture, Food and Wine | 141 | School of Agriculture, Food and Wine | 10.67 | Laminar Laboratory (RRS) | 3 | Specialist Teaching or Research Space Group | 312 | Laboratory - Research Only |  | Good | 1,619.80 | NO
Waite_WT71-Taylor Building East_Level Three_3A.1 _ Stair | WT-WT71-03-3A.1 | WT71-03-3A.1-Stair | Waite | WT | WT71 | Taylor Building East | 03 | Level Three | 3A.1 | 99939 | Unusable Spaces | 99939 | Unusable Spaces | 9.24 | Stair | 8 | Non Useable Floor Area Space Group | 805 | Non-usable - Circulation space |  | Unknown | 0.00 | NO
Waite_WT71-Taylor Building East_Level Three_3A.1A _ Stair | WT-WT71-03-3A.1A | WT71-03-3A.1A-Stair | Waite | WT | WT71 | Taylor Building East | 03 | Level Three | 3A.1A | 99939 | Unusable Spaces | 99939 | Unusable Spaces | 1.85 | Stair | 8 | Non Useable Floor Area Space Group | 805 | Non-usable - Circulation space |  | Unknown | 0.00 | NO
Waite_WT71-Taylor Building East_Level Three_3A.3 _ Lobby | WT-WT71-03-3A.3 | WT71-03-3A.3-Lobby | Waite | WT | WT71 | Taylor Building East | 03 | Level Three | 3A.3 | 99939 | Unusable Spaces | 99939 | Unusable Spaces | 33.68 | Lobby | 8 | Non Useable Floor Area Space Group | 805 | Non-usable - Circulation space |  | Unknown | 0.00 | NO
Waite_WT71-Taylor Building East_Level Three_3A.3A _ Corr. | WT-WT71-03-3A.3A | WT71-03-3A.3A-Corr. | Waite | WT | WT71 | Taylor Building East | 03 | Level Three | 3A.3A | 99939 | Unusable Spaces | 99939 | Unusable Spaces | 49.49 | Corr. | 8 | Non Useable Floor Area Space Group | 805 | Non-usable - Circulation space |  | Unknown | 0.00 | NO
Waite_WT71-Taylor Building East_Level Three_3A.3D _ Ramp | WT-WT71-03-3A.3D | WT71-03-3A.3D-Ramp | Waite | WT | WT71 | Taylor Building East | 03 | Level Three | 3A.3D | 99939 | Unusable Spaces | 99939 | Unusable Spaces | 4.7 | Ramp | 8 | Non Useable Floor Area Space Group | 805 | Non-usable - Circulation space |  | Unknown | 0.00 | NO
Waite_WT71-Taylor Building East_Level Three_3A.3E _ Stair | WT-WT71-03-3A.3E | WT71-03-3A.3E-Stair | Waite | WT | WT71 | Taylor Building East | 03 | Level Three | 3A.3E | 99939 | Unusable Spaces | 99939 | Unusable Spaces | 3.58 | Stair | 8 | Non Useable Floor Area Space Group | 805 | Non-usable - Circulation space |  | Unknown | 0.00 | NO
Waite_WT71-Taylor Building East_Level Three_3A.3G _ VSR | WT-WT71-03-3A.3G | WT71-03-3A.3G-VSR | Waite | WT | WT71 | Taylor Building East | 03 | Level Three | 3A.3G | 99939 | Unusable Spaces | 99939 | Unusable Spaces | 5.31 | VSR | 8 | Non Useable Floor Area Space Group | 840 | Non-usable - Service riser |  | Unknown | 0.00 | NO
Waite_WT71-Taylor Building East_Level Three_B7 _ Cold Room Shared CSIRO | WT-WT71-03-B7 | WT71-03-B7-Cold Room Shared CSIRO | Waite | WT | WT71 | Taylor Building East | 03 | Level Three | B7 | 141 | School of Agriculture, Food and Wine | 141 | School of Agriculture, Food and Wine | 8.52 | Cold Room Shared CSIRO | 4 | Ancillary Area Space Group | 405 | Ancillary Area - Constant Temperature/ Freezer/Cold/Warm Rooms |  | Good | 855.79 | NO
Waite_WT71-Taylor Building East_Level Three_B7A _ Freezer Room - shared - CSIRO | WT-WT71-03-B7A | WT71-03-B7A-Freezer Room - shared - CSIRO | Waite | WT | WT71 | Taylor Building East | 03 | Level Three | B7A | 141 | School of Agriculture, Food and Wine | 141 | School of Agriculture, Food and Wine | 2 | Freezer Room - shared - CSIRO | 4 | Ancillary Area Space Group | 405 | Ancillary Area - Constant Temperature/ Freezer/Cold/Warm Rooms |  | Good | 200.89 | NO
Waite_WT73-Urrbrae House_Ground Floor_G0 _ Entry | WT-WT73-GN-G0 | WT73-GN-G0-Entry | Waite | WT | WT73 | Urrbrae House | GN | Ground Floor | G0 | 99939 | Unusable Spaces | 99939 | Unusable Spaces | 11.59 | Entry | 8 | Non Useable Floor Area Space Group | 805 | Non-usable - Circulation space |  | Unknown | 0.00 | NO
Waite_WT73-Urrbrae House_Ground Floor_G1 _ Reception Area | WT-WT73-GN-G1 | WT73-GN-G1-Reception Area | Waite | WT | WT73 | Urrbrae House | GN | Ground Floor | G1 | 816 | Waite Precinct | 816 | Waite Precinct | 57.19 | Reception Area | 6 | General Facility Space Group | 623 | General Facility - Waiting Area/Foyer/Reception Area |  | Adequate | 5,848.88 | NO
Waite_WT73-Urrbrae House_Ground Floor_G10 _ Store | WT-WT73-GN-G10 | WT73-GN-G10-Store | Waite | WT | WT73 | Urrbrae House | GN | Ground Floor | G10 | 816 | Waite Precinct | 816 | Waite Precinct | 7.57 | Store | 4 | Ancillary Area Space Group | 419 | Ancillary Area - Store Room - Generic |  | Adequate | 608.29 | NO
Waite_WT73-Urrbrae House_Ground Floor_G10A _ Store | WT-WT73-GN-G10A | WT73-GN-G10A-Store | Waite | WT | WT73 | Urrbrae House | GN | Ground Floor | G10A | 816 | Waite Precinct | 816 | Waite Precinct | 3.6 | Store | 4 | Ancillary Area Space Group | 419 | Ancillary Area - Store Room - Generic |  | Adequate | 289.28 | NO
Waite_WT73-Urrbrae House_Ground Floor_G10B _ Store | WT-WT73-GN-G10B | WT73-GN-G10B-Store | Waite | WT | WT73 | Urrbrae House | GN | Ground Floor | G10B | 816 | Waite Precinct | 816 | Waite Precinct | 1.43 | Store | 4 | Ancillary Area Space Group | 419 | Ancillary Area - Store Room - Generic |  | Adequate | 114.91 | NO
Waite_WT73-Urrbrae House_Ground Floor_G10D _ Stair | WT-WT73-GN-G10D | WT73-GN-G10D-Stair | Waite | WT | WT73 | Urrbrae House | GN | Ground Floor | G10D | 816 | Waite Precinct | 816 | Waite Precinct | 1.35 | Stair | 8 | Non Useable Floor Area Space Group | 805 | Non-usable - Circulation space |  | Adequate | 0.00 | NO
Waite_WT73-Urrbrae House_Ground Floor_G10E _ Stair | WT-WT73-GN-G10E | WT73-GN-G10E-Stair | Waite | WT | WT73 | Urrbrae House | GN | Ground Floor | G10E | 816 | Waite Precinct | 816 | Waite Precinct | 1.86 | Stair | 8 | Non Useable Floor Area Space Group | 805 | Non-usable - Circulation space |  | Adequate | 0.00 | NO
Waite_WT73-Urrbrae House_Ground Floor_G11 _ Kitchen | WT-WT73-GN-G11 | WT73-GN-G11-Kitchen | Waite | WT | WT73 | Urrbrae House | GN | Ground Floor | G11 | 816 | Waite Precinct | 816 | Waite Precinct | 11.55 | Kitchen | 6 | General Facility Space Group | 608 | General Facility - Kitchen/Servery/Food Storage |  | Adequate | 1,181.23 | NO
Waite_WT73-Urrbrae House_Ground Floor_G11A _ Store | WT-WT73-GN-G11A | WT73-GN-G11A-Store | Waite | WT | WT73 | Urrbrae House | GN | Ground Floor | G11A | 816 | Waite Precinct | 816 | Waite Precinct | 2.32 | Store | 4 | Ancillary Area Space Group | 419 | Ancillary Area - Store Room - Generic |  | Adequate | 186.43 | NO
Waite_WT73-Urrbrae House_Ground Floor_G11B _ Store | WT-WT73-GN-G11B | WT73-GN-G11B-Store | Waite | WT | WT73 | Urrbrae House | GN | Ground Floor | G11B | 816 | Waite Precinct | 816 | Waite Precinct | 3.2 | Store | 4 | Ancillary Area Space Group | 419 | Ancillary Area - Store Room - Generic |  | Adequate | 257.14 | NO
Waite_WT73-Urrbrae House_Ground Floor_G12 _ Dining Room | WT-WT73-GN-G12 | WT73-GN-G12-Dining Room | Waite | WT | WT73 | Urrbrae House | GN | Ground Floor | G12 | 816 | Waite Precinct | 816 | Waite Precinct | 61.75 | Dining Room | 6 | General Facility Space Group | 607 | General Facility - Cafeteria/Refectory/Canteen/Dining Room |  | Adequate | 6,315.24 | NO
Waite_WT73-Urrbrae House_Ground Floor_G12A _ void | WT-WT73-GN-G12A | WT73-GN-G12A-void | Waite | WT | WT73 | Urrbrae House | GN | Ground Floor | G12A | 99939 | Unusable Spaces | 99939 | Unusable Spaces | 9.24 | void | 8 | Non Useable Floor Area Space Group | 800 | Non-usable - Specific type not defined |  | Unknown | 0.00 | NO
Waite_WT73-Urrbrae House_Ground Floor_G12D _ Stair | WT-WT73-GN-G12D | WT73-GN-G12D-Stair | Waite | WT | WT73 | Urrbrae House | GN | Ground Floor | G12D | 99939 | Unusable Spaces | 99939 | Unusable Spaces | 8.71 | Stair | 8 | Non Useable Floor Area Space Group | 805 | Non-usable - Circulation space |  | Unknown | 0.00 | NO
Waite_WT73-Urrbrae House_Ground Floor_G13 _ WC - M | WT-WT73-GN-G13 | WT73-GN-G13-WC - M | Waite | WT | WT73 | Urrbrae House | GN | Ground Floor | G13 | 816 | Waite Precinct | 816 | Waite Precinct | 6.56 | WC - M | 8 | Non Useable Floor Area Space Group | 821 | Non-usable - Toilets/Amenities - Male |  | Adequate | 0.00 | NO
Waite_WT73-Urrbrae House_Ground Floor_G14 _ Office | WT-WT73-GN-G14 | WT73-GN-G14-Office | Waite | WT | WT73 | Urrbrae House | GN | Ground Floor | G14 | 816 | Waite Precinct | 816 | Waite Precinct | 18.85 | Office | 1 | Office Space Group | 108 | Office - Professional/General Staff |  | Adequate | 1,721.26 | NO
Waite_WT73-Urrbrae House_Ground Floor_G15 _ Arboretum Exhibition Room | WT-WT73-GN-G15 | WT73-GN-G15-Arboretum Exhibition Room | Waite | WT | WT73 | Urrbrae House | GN | Ground Floor | G15 | 816 | Waite Precinct | 816 | Waite Precinct | 44.36 | Arboretum Exhibition Room | 4 | Ancillary Area Space Group | 406 | Ancillary Area - Display Area/ Museum/ Research Collection |  | Adequate | 3,564.59 | NO
Waite_WT73-Urrbrae House_Ground Floor_G16 _ Drawing Room | WT-WT73-GN-G16 | WT73-GN-G16-Drawing Room | Waite | WT | WT73 | Urrbrae House | GN | Ground Floor | G16 | 816 | Waite Precinct | 816 | Waite Precinct | 70.39 | Drawing Room | 4 | Ancillary Area Space Group | 406 | Ancillary Area - Display Area/ Museum/ Research Collection |  | Adequate | 5,656.25 | NO
Waite_WT73-Urrbrae House_Ground Floor_G1A _ Corr. | WT-WT73-GN-G1A | WT73-GN-G1A-Corr. | Waite | WT | WT73 | Urrbrae House | GN | Ground Floor | G1A | 99939 | Unusable Spaces | 99939 | Unusable Spaces | 5.49 | Corr. | 8 | Non Useable Floor Area Space Group | 805 | Non-usable - Circulation space |  | Unknown | 0.00 | NO
Waite_WT73-Urrbrae House_Ground Floor_G1C _ Corr. | WT-WT73-GN-G1C | WT73-GN-G1C-Corr. | Waite | WT | WT73 | Urrbrae House | GN | Ground Floor | G1C | 99939 | Unusable Spaces | 99939 | Unusable Spaces | 12.28 | Corr. | 8 | Non Useable Floor Area Space Group | 805 | Non-usable - Circulation space |  | Unknown | 0.00 | NO
Waite_WT73-Urrbrae House_Ground Floor_G1D _ Corr. | WT-WT73-GN-G1D | WT73-GN-G1D-Corr. | Waite | WT | WT73 | Urrbrae House | GN | Ground Floor | G1D | 99939 | Unusable Spaces | 99939 | Unusable Spaces | 10.17 | Corr. | 8 | Non Useable Floor Area Space Group | 805 | Non-usable - Circulation space |  | Unknown | 0.00 | NO
Waite_WT73-Urrbrae House_Ground Floor_G1E _ Store | WT-WT73-GN-G1E | WT73-GN-G1E-Store | Waite | WT | WT73 | Urrbrae House | GN | Ground Floor | G1E | 816 | Waite Precinct | 816 | Waite Precinct | 1.79 | Store | 4 | Ancillary Area Space Group | 419 | Ancillary Area - Store Room - Generic |  | Adequate | 143.84 | NO
Waite_WT73-Urrbrae House_Ground Floor_G1G _ Lift | WT-WT73-GN-G1G | WT73-GN-G1G-Lift | Waite | WT | WT73 | Urrbrae House | GN | Ground Floor | G1G | 99939 | Unusable Spaces | 99939 | Unusable Spaces | 2.64 | Lift | 8 | Non Useable Floor Area Space Group | 838 | Non-usable - Lift |  | Unknown | 0.00 | NO
Waite_WT73-Urrbrae House_Ground Floor_G1H _ Stair | WT-WT73-GN-G1H | WT73-GN-G1H-Stair | Waite | WT | WT73 | Urrbrae House | GN | Ground Floor | G1H | 99939 | Unusable Spaces | 99939 | Unusable Spaces | 2.48 | Stair | 8 | Non Useable Floor Area Space Group | 805 | Non-usable - Circulation space |  | Unknown | 0.00 | NO
Waite_WT73-Urrbrae House_Ground Floor_G1J _ Stair | WT-WT73-GN-G1J | WT73-GN-G1J-Stair | Waite | WT | WT73 | Urrbrae House | GN | Ground Floor | G1J | 99939 | Unusable Spaces | 99939 | Unusable Spaces | 12.56 | Stair | 8 | Non Useable Floor Area Space Group | 805 | Non-usable - Circulation space |  | Unknown | 0.00 | NO
Waite_WT73-Urrbrae House_Ground Floor_G1K _ VSR | WT-WT73-GN-G1K | WT73-GN-G1K-VSR | Waite | WT | WT73 | Urrbrae House | GN | Ground Floor | G1K | 99939 | Unusable Spaces | 99939 | Unusable Spaces | 1.22 | VSR | 8 | Non Useable Floor Area Space Group | 840 | Non-usable - Service riser |  | Unknown | 0.00 | NO
Waite_WT73-Urrbrae House_Ground Floor_G2 _ Reception | WT-WT73-GN-G2 | WT73-GN-G2-Reception | Waite | WT | WT73 | Urrbrae House | GN | Ground Floor | G2 | 816 | Waite Precinct | 816 | Waite Precinct | 9.12 | Reception | 6 | General Facility Space Group | 623 | General Facility - Waiting Area/Foyer/Reception Area |  | Adequate | 932.71 | NO
Waite_WT73-Urrbrae House_Ground Floor_G3 _ "Peter Waite Exhibition Room" | WT-WT73-GN-G3 | WT73-GN-G3-"Peter Waite Exhibition Room" | Waite | WT | WT73 | Urrbrae House | GN | Ground Floor | G3 | 816 | Waite Precinct | 816 | Waite Precinct | 32.76 | "Peter Waite Exhibition Room" | 4 | Ancillary Area Space Group | 406 | Ancillary Area - Display Area/ Museum/ Research Collection |  | Adequate | 2,632.46 | NO
Waite_WT73-Urrbrae House_Ground Floor_G4 _ Office | WT-WT73-GN-G4 | WT73-GN-G4-Office | Waite | WT | WT73 | Urrbrae House | GN | Ground Floor | G4 | 816 | Waite Precinct | 816 | Waite Precinct | 16.25 | Office | 6 | General Facility Space Group | 603 | General Facility - Resource room |  | Adequate | 1,661.90 | NO
Waite_WT73-Urrbrae House_Ground Floor_G5 _ Office | WT-WT73-GN-G5 | WT73-GN-G5-Office | Waite | WT | WT73 | Urrbrae House | GN | Ground Floor | G5 | 816 | Waite Precinct | 816 | Waite Precinct | 22.4 | Office | 1 | Office Space Group | 108 | Office - Professional/General Staff |  | Adequate | 2,045.42 | NO
Waite_WT73-Urrbrae House_Ground Floor_G6 _ WC | WT-WT73-GN-G6 | WT73-GN-G6-WC | Waite | WT | WT73 | Urrbrae House | GN | Ground Floor | G6 | 99939 | Unusable Spaces | 99939 | Unusable Spaces | 1.69 | WC | 8 | Non Useable Floor Area Space Group | 835 | Non-usable - Toilets/Amenities - Other |  | Unknown | 0.00 | NO
Waite_WT73-Urrbrae House_Ground Floor_G6A _ WC | WT-WT73-GN-G6A | WT73-GN-G6A-WC | Waite | WT | WT73 | Urrbrae House | GN | Ground Floor | G6A | 99939 | Unusable Spaces | 99939 | Unusable Spaces | 1.31 | WC | 8 | Non Useable Floor Area Space Group | 835 | Non-usable - Toilets/Amenities - Other |  | Unknown | 0.00 | NO
Waite_WT73-Urrbrae House_Ground Floor_G6B _ WC | WT-WT73-GN-G6B | WT73-GN-G6B-WC | Waite | WT | WT73 | Urrbrae House | GN | Ground Floor | G6B | 99939 | Unusable Spaces | 99939 | Unusable Spaces | 5.23 | WC | 8 | Non Useable Floor Area Space Group | 835 | Non-usable - Toilets/Amenities - Other |  | Unknown | 0.00 | NO
Waite_WT73-Urrbrae House_Ground Floor_G7 _ Light Well | WT-WT73-GN-G7 | WT73-GN-G7-Light Well | Waite | WT | WT73 | Urrbrae House | GN | Ground Floor | G7 | 816 | Waite Precinct | 816 | Waite Precinct | 6.94 | Light Well | 8 | Non Useable Floor Area Space Group | 800 | Non-usable - Specific type not defined |  | Adequate | 0.00 | NO
Waite_WT73-Urrbrae House_Ground Floor_G8 _ Butler's Pantry | WT-WT73-GN-G8 | WT73-GN-G8-Butler's Pantry | Waite | WT | WT73 | Urrbrae House | GN | Ground Floor | G8 | 816 | Waite Precinct | 816 | Waite Precinct | 19.2 | Butler's Pantry | 6 | General Facility Space Group | 600 | General Facility - Specific type not defined |  | Adequate | 1,963.60 | NO
Waite_WT73-Urrbrae House_Ground Floor_G9 _ Kitchen | WT-WT73-GN-G9 | WT73-GN-G9-Kitchen | Waite | WT | WT73 | Urrbrae House | GN | Ground Floor | G9 | 816 | Waite Precinct | 816 | Waite Precinct | 36.18 | Kitchen | 6 | General Facility Space Group | 608 | General Facility - Kitchen/Servery/Food Storage |  | Adequate | 3,700.17 | NO
Waite_WT73-Urrbrae House_Lower Ground_LG0 _ Hall | WT-WT73-LG-LG0 | WT73-LG-LG0-Hall | Waite | WT | WT73 | Urrbrae House | LG | Lower Ground | LG0 | 816 | Waite Precinct | 816 | Waite Precinct | 59.06 | Hall | 8 | Non Useable Floor Area Space Group | 805 | Non-usable - Circulation space |  | Adequate | 0.00 | NO
Waite_WT73-Urrbrae House_Lower Ground_LG0A _ Corr. | WT-WT73-LG-LG0A | WT73-LG-LG0A-Corr. | Waite | WT | WT73 | Urrbrae House | LG | Lower Ground | LG0A | 99939 | Unusable Spaces | 99939 | Unusable Spaces | 8.05 | Corr. | 8 | Non Useable Floor Area Space Group | 805 | Non-usable - Circulation space |  | Unknown | 0.00 | NO
Waite_WT73-Urrbrae House_Lower Ground_LG0B _ Corr. | WT-WT73-LG-LG0B | WT73-LG-LG0B-Corr. | Waite | WT | WT73 | Urrbrae House | LG | Lower Ground | LG0B | 99939 | Unusable Spaces | 99939 | Unusable Spaces | 2.6 | Corr. | 8 | Non Useable Floor Area Space Group | 805 | Non-usable - Circulation space |  | Unknown | 0.00 | NO
Waite_WT73-Urrbrae House_Lower Ground_LG0D _ Lift | WT-WT73-LG-LG0D | WT73-LG-LG0D-Lift | Waite | WT | WT73 | Urrbrae House | LG | Lower Ground | LG0D | 99939 | Unusable Spaces | 99939 | Unusable Spaces | 0.91 | Lift | 8 | Non Useable Floor Area Space Group | 838 | Non-usable - Lift |  | Unknown | 0.00 | NO
Waite_WT73-Urrbrae House_Lower Ground_LG0E _ Stair | WT-WT73-LG-LG0E | WT73-LG-LG0E-Stair | Waite | WT | WT73 | Urrbrae House | LG | Lower Ground | LG0E | 99939 | Unusable Spaces | 99939 | Unusable Spaces | 5.07 | Stair | 8 | Non Useable Floor Area Space Group | 805 | Non-usable - Circulation space |  | Unknown | 0.00 | NO
Waite_WT73-Urrbrae House_Lower Ground_LG0G _ Stair | WT-WT73-LG-LG0G | WT73-LG-LG0G-Stair | Waite | WT | WT73 | Urrbrae House | LG | Lower Ground | LG0G | 99939 | Unusable Spaces | 99939 | Unusable Spaces | 3.74 | Stair | 8 | Non Useable Floor Area Space Group | 805 | Non-usable - Circulation space |  | Unknown | 0.00 | NO
Waite_WT73-Urrbrae House_Lower Ground_LG1 _ Main Gallery / Ballroom | WT-WT73-LG-LG1 | WT73-LG-LG1-Main Gallery / Ballroom | Waite | WT | WT73 | Urrbrae House | LG | Lower Ground | LG1 | 816 | Waite Precinct | 816 | Waite Precinct | 87.93 | Main Gallery / Ballroom | 4 | Ancillary Area Space Group | 406 | Ancillary Area - Display Area/ Museum/ Research Collection |  | Adequate | 7,065.69 | NO
Waite_WT73-Urrbrae House_Lower Ground_LG10 _ Light Well | WT-WT73-LG-LG10 | WT73-LG-LG10-Light Well | Waite | WT | WT73 | Urrbrae House | LG | Lower Ground | LG10 | 816 | Waite Precinct | 816 | Waite Precinct | 6.36 | Light Well | 8 | Non Useable Floor Area Space Group | 800 | Non-usable - Specific type not defined |  | Adequate | 0.00 | NO
Waite_WT73-Urrbrae House_Lower Ground_LG11 _ Store | WT-WT73-LG-LG11 | WT73-LG-LG11-Store | Waite | WT | WT73 | Urrbrae House | LG | Lower Ground | LG11 | 816 | Waite Precinct | 816 | Waite Precinct | 4.14 | Store | 4 | Ancillary Area Space Group | 419 | Ancillary Area - Store Room - Generic |  | Adequate | 332.67 | NO
Waite_WT73-Urrbrae House_Lower Ground_LG12 _ Store | WT-WT73-LG-LG12 | WT73-LG-LG12-Store | Waite | WT | WT73 | Urrbrae House | LG | Lower Ground | LG12 | 816 | Waite Precinct | 816 | Waite Precinct | 17.86 | Store | 4 | Ancillary Area Space Group | 419 | Ancillary Area - Store Room - Generic |  | Adequate | 1,435.16 | NO
Waite_WT73-Urrbrae House_Lower Ground_LG13 _ Plantroom | WT-WT73-LG-LG13 | WT73-LG-LG13-Plantroom | Waite | WT | WT73 | Urrbrae House | LG | Lower Ground | LG13 | 99939 | Unusable Spaces | 99939 | Unusable Spaces | 18.72 | Plantroom | 8 | Non Useable Floor Area Space Group | 811 | Non-usable - Plant room other |  | Unknown | 0.00 | NO
Waite_WT73-Urrbrae House_Lower Ground_LG13D _ Ramp | WT-WT73-LG-LG13D | WT73-LG-LG13D-Ramp | Waite | WT | WT73 | Urrbrae House | LG | Lower Ground | LG13D | 99939 | Unusable Spaces | 99939 | Unusable Spaces | 4.1 | Ramp | 8 | Non Useable Floor Area Space Group | 805 | Non-usable - Circulation space |  | Unknown | 0.00 | NO
Waite_WT73-Urrbrae House_Lower Ground_LG14 _ Plantroom | WT-WT73-LG-LG14 | WT73-LG-LG14-Plantroom | Waite | WT | WT73 | Urrbrae House | LG | Lower Ground | LG14 | 99939 | Unusable Spaces | 99939 | Unusable Spaces | 4.27 | Plantroom | 8 | Non Useable Floor Area Space Group | 811 | Non-usable - Plant room other |  | Unknown | 0.00 | NO
Waite_WT73-Urrbrae House_Lower Ground_LG15 _ Plantroom | WT-WT73-LG-LG15 | WT73-LG-LG15-Plantroom | Waite | WT | WT73 | Urrbrae House | LG | Lower Ground | LG15 | 99939 | Unusable Spaces | 99939 | Unusable Spaces | 10.38 | Plantroom | 8 | Non Useable Floor Area Space Group | 811 | Non-usable - Plant room other |  | Unknown | 0.00 | NO
Waite_WT73-Urrbrae House_Lower Ground_LG15D _ Stair | WT-WT73-LG-LG15D | WT73-LG-LG15D-Stair | Waite | WT | WT73 | Urrbrae House | LG | Lower Ground | LG15D | 99939 | Unusable Spaces | 99939 | Unusable Spaces | 2.49 | Stair | 8 | Non Useable Floor Area Space Group | 805 | Non-usable - Circulation space |  | Unknown | 0.00 | NO
Waite_WT73-Urrbrae House_Lower Ground_LG15E _ Stair | WT-WT73-LG-LG15E | WT73-LG-LG15E-Stair | Waite | WT | WT73 | Urrbrae House | LG | Lower Ground | LG15E | 99939 | Unusable Spaces | 99939 | Unusable Spaces | 1.81 | Stair | 8 | Non Useable Floor Area Space Group | 805 | Non-usable - Circulation space |  | Unknown | 0.00 | NO
Waite_WT73-Urrbrae House_Lower Ground_LG16 _ Gallery / School Room | WT-WT73-LG-LG16 | WT73-LG-LG16-Gallery / School Room | Waite | WT | WT73 | Urrbrae House | LG | Lower Ground | LG16 | 816 | Waite Precinct | 816 | Waite Precinct | 57.03 | Gallery / School Room | 4 | Ancillary Area Space Group | 406 | Ancillary Area - Display Area/ Museum/ Research Collection |  | Adequate | 4,582.69 | NO
Waite_WT73-Urrbrae House_Lower Ground_LG2 _ Billiard Room | WT-WT73-LG-LG2 | WT73-LG-LG2-Billiard Room | Waite | WT | WT73 | Urrbrae House | LG | Lower Ground | LG2 | 816 | Waite Precinct | 816 | Waite Precinct | 62.35 | Billiard Room | 4 | Ancillary Area Space Group | 406 | Ancillary Area - Display Area/ Museum/ Research Collection |  | Adequate | 5,010.19 | NO
Waite_WT73-Urrbrae House_Lower Ground_LG3 _ Store | WT-WT73-LG-LG3 | WT73-LG-LG3-Store | Waite | WT | WT73 | Urrbrae House | LG | Lower Ground | LG3 | 816 | Waite Precinct | 816 | Waite Precinct | 2.31 | Store | 4 | Ancillary Area Space Group | 419 | Ancillary Area - Store Room - Generic |  | Adequate | 185.62 | NO
Waite_WT73-Urrbrae House_Lower Ground_LG3A _ Store | WT-WT73-LG-LG3A | WT73-LG-LG3A-Store | Waite | WT | WT73 | Urrbrae House | LG | Lower Ground | LG3A | 816 | Waite Precinct | 816 | Waite Precinct | 3.25 | Store | 4 | Ancillary Area Space Group | 419 | Ancillary Area - Store Room - Generic |  | Adequate | 261.16 | NO
Waite_WT73-Urrbrae House_Lower Ground_LG4 _ Library | WT-WT73-LG-LG4 | WT73-LG-LG4-Library | Waite | WT | WT73 | Urrbrae House | LG | Lower Ground | LG4 | 816 | Waite Precinct | 816 | Waite Precinct | 19.12 | Library | 4 | Ancillary Area Space Group | 406 | Ancillary Area - Display Area/ Museum/ Research Collection |  | Adequate | 1,536.40 | NO
Waite_WT73-Urrbrae House_Lower Ground_LG5 _ Exhibition Space | WT-WT73-LG-LG5 | WT73-LG-LG5-Exhibition Space | Waite | WT | WT73 | Urrbrae House | LG | Lower Ground | LG5 | 816 | Waite Precinct | 816 | Waite Precinct | 29.4 | Exhibition Space | 4 | Ancillary Area Space Group | 419 | Ancillary Area - Store Room - Generic |  | Adequate | 2,362.46 | NO
Waite_WT73-Urrbrae House_Lower Ground_LG6 _ Office | WT-WT73-LG-LG6 | WT73-LG-LG6-Office | Waite | WT | WT73 | Urrbrae House | LG | Lower Ground | LG6 | 99996 | Vacant | 859 | Infrastructure | 13.89 | Office | 1 | Office Space Group | 108 | Office - Professional/General Staff |  | Adequate | 1,268.34 | NO
Waite_WT73-Urrbrae House_Lower Ground_LG7 _ Exhibition Space | WT-WT73-LG-LG7 | WT73-LG-LG7-Exhibition Space | Waite | WT | WT73 | Urrbrae House | LG | Lower Ground | LG7 | 816 | Waite Precinct | 816 | Waite Precinct | 21.65 | Exhibition Space | 4 | Ancillary Area Space Group | 406 | Ancillary Area - Display Area/ Museum/ Research Collection |  | Adequate | 1,739.70 | NO
Waite_WT73-Urrbrae House_Lower Ground_LG8 _ WC | WT-WT73-LG-LG8 | WT73-LG-LG8-WC | Waite | WT | WT73 | Urrbrae House | LG | Lower Ground | LG8 | 816 | Waite Precinct | 816 | Waite Precinct | 1.32 | WC | 8 | Non Useable Floor Area Space Group | 835 | Non-usable - Toilets/Amenities - Other |  | Adequate | 0.00 | NO
Waite_WT73-Urrbrae House_Lower Ground_LG8A _ Corr. | WT-WT73-LG-LG8A | WT73-LG-LG8A-Corr. | Waite | WT | WT73 | Urrbrae House | LG | Lower Ground | LG8A | 99939 | Unusable Spaces | 99939 | Unusable Spaces | 1.15 | Corr. | 8 | Non Useable Floor Area Space Group | 805 | Non-usable - Circulation space |  | Unknown | 0.00 | NO
Waite_WT73-Urrbrae House_Lower Ground_LG9 _ Store | WT-WT73-LG-LG9 | WT73-LG-LG9-Store | Waite | WT | WT73 | Urrbrae House | LG | Lower Ground | LG9 | 816 | Waite Precinct | 816 | Waite Precinct | 2.94 | Store | 4 | Ancillary Area Space Group | 419 | Ancillary Area - Store Room - Generic |  | Adequate | 236.25 | NO
Waite_WT73-Urrbrae House_Lower Ground_LGOO _ Stair | WT-WT73-LG-LGOO | WT73-LG-LGOO-Stair | Waite | WT | WT73 | Urrbrae House | LG | Lower Ground | LGOO | 99939 | Unusable Spaces | 99939 | Unusable Spaces | 7.41 | Stair | 8 | Non Useable Floor Area Space Group | 805 | Non-usable - Circulation space |  | Unknown | 0.00 | NO
Waite_WT74-Waite Building_Lower Ground_B00 _ Stair | WT-WT74-01-B00 | WT74-01-B00-Stair | Waite | WT | WT74 | Waite Building | 01 | Lower Ground | B00 | 99939 | Unusable Spaces | 99939 | Unusable Spaces | 3.25 | Stair | 8 | Non Useable Floor Area Space Group | 805 | Non-usable - Circulation space |  | Unknown | 0.00 | NO
Waite_WT74-Waite Building_Lower Ground_B01 _ Corr. | WT-WT74-01-B01 | WT74-01-B01-Corr. | Waite | WT | WT74 | Waite Building | 01 | Lower Ground | B01 | 99939 | Unusable Spaces | 99939 | Unusable Spaces | 15.73 | Corr. | 8 | Non Useable Floor Area Space Group | 805 | Non-usable - Circulation space |  | Unknown | 0.00 | NO
Waite_WT74-Waite Building_Lower Ground_B01A _ Corr. | WT-WT74-01-B01A | WT74-01-B01A-Corr. | Waite | WT | WT74 | Waite Building | 01 | Lower Ground | B01A | 99939 | Unusable Spaces | 99939 | Unusable Spaces | 8 | Corr. | 8 | Non Useable Floor Area Space Group | 805 | Non-usable - Circulation space |  | Unknown | 0.00 | NO
Waite_WT74-Waite Building_Lower Ground_B01B _ Corr. | WT-WT74-01-B01B | WT74-01-B01B-Corr. | Waite | WT | WT74 | Waite Building | 01 | Lower Ground | B01B | 99939 | Unusable Spaces | 99939 | Unusable Spaces | 32.69 | Corr. | 8 | Non Useable Floor Area Space Group | 805 | Non-usable - Circulation space |  | Unknown | 0.00 | NO
Waite_WT74-Waite Building_Lower Ground_B01D _ Goods Lift | WT-WT74-01-B01D | WT74-01-B01D-Goods Lift | Waite | WT | WT74 | Waite Building | 01 | Lower Ground | B01D | 99939 | Unusable Spaces | 99939 | Unusable Spaces | 0.56 | Goods Lift | 8 | Non Useable Floor Area Space Group | 838 | Non-usable - Lift |  | Unknown | 0.00 | NO
Waite_WT74-Waite Building_Lower Ground_B02 _ Store | WT-WT74-01-B02 | WT74-01-B02-Store | Waite | WT | WT74 | Waite Building | 01 | Lower Ground | B02 | 859 | Infrastructure Office | 859 | Infrastructure | 3.6 | Store | 4 | Ancillary Area Space Group | 419 | Ancillary Area - Store Room - Generic |  | Adequate | 289.28 | NO
Waite_WT74-Waite Building_Lower Ground_B03 _ Plantroom | WT-WT74-01-B03 | WT74-01-B03-Plantroom | Waite | WT | WT74 | Waite Building | 01 | Lower Ground | B03 | 99939 | Unusable Spaces | 99939 | Unusable Spaces | 20.87 | Plantroom | 8 | Non Useable Floor Area Space Group | 811 | Non-usable - Plant room other |  | Adequate | 0.00 | NO
Waite_WT74-Waite Building_Lower Ground_B04 _ Cold Room | WT-WT74-01-B04 | WT74-01-B04-Cold Room | Waite | WT | WT74 | Waite Building | 01 | Lower Ground | B04 | 141 | School of Agriculture, Food and Wine | 141 | School of Agriculture, Food and Wine | 13.72 | Cold Room | 4 | Ancillary Area Space Group | 405 | Ancillary Area - Constant Temperature/ Freezer/Cold/Warm Rooms |  | Adequate | 1,102.48 | NO
Waite_WT74-Waite Building_Lower Ground_B05 _ Cold Room | WT-WT74-01-B05 | WT74-01-B05-Cold Room | Waite | WT | WT74 | Waite Building | 01 | Lower Ground | B05 | 141 | School of Agriculture, Food and Wine | 141 | School of Agriculture, Food and Wine | 4.24 | Cold Room | 4 | Ancillary Area Space Group | 405 | Ancillary Area - Constant Temperature/ Freezer/Cold/Warm Rooms |  | Adequate | 340.71 | NO
Waite_WT74-Waite Building_Lower Ground_B06 _ Corr. | WT-WT74-01-B06 | WT74-01-B06-Corr. | Waite | WT | WT74 | Waite Building | 01 | Lower Ground | B06 | 99939 | Unusable Spaces | 99939 | Unusable Spaces | 2.65 | Corr. | 8 | Non Useable Floor Area Space Group | 805 | Non-usable - Circulation space |  | Unknown | 0.00 | NO
Waite_WT74-Waite Building_Lower Ground_B06A _ Laboratory | WT-WT74-01-B06A | WT74-01-B06A-Laboratory | Waite | WT | WT74 | Waite Building | 01 | Lower Ground | B06A | 141 | School of Agriculture, Food and Wine | 141 | School of Agriculture, Food and Wine | 20.69 | Laboratory | 3 | Specialist Teaching or Research Space Group | 312 | Laboratory - Research Only |  | Adequate | 2,512.74 | NO
Waite_WT74-Waite Building_Lower Ground_B08 _ Growth Room | WT-WT74-01-B08 | WT74-01-B08-Growth Room | Waite | WT | WT74 | Waite Building | 01 | Lower Ground | B08 | 141 | School of Agriculture, Food and Wine | 141 | School of Agriculture, Food and Wine | 6.09 | Growth Room | 4 | Ancillary Area Space Group | 405 | Ancillary Area - Constant Temperature/ Freezer/Cold/Warm Rooms |  | Adequate | 489.37 | NO
Waite_WT74-Waite Building_Lower Ground_B09 _ Growth Room | WT-WT74-01-B09 | WT74-01-B09-Growth Room | Waite | WT | WT74 | Waite Building | 01 | Lower Ground | B09 | 141 | School of Agriculture, Food and Wine | 141 | School of Agriculture, Food and Wine | 7.3 | Growth Room | 4 | Ancillary Area Space Group | 405 | Ancillary Area - Constant Temperature/ Freezer/Cold/Warm Rooms |  | Adequate | 586.60 | NO
Waite_WT74-Waite Building_Lower Ground_B10 _ Spectroscopy Laboratory | WT-WT74-01-B10 | WT74-01-B10-Spectroscopy Laboratory | Waite | WT | WT74 | Waite Building | 01 | Lower Ground | B10 | 141 | School of Agriculture, Food and Wine | 141 | School of Agriculture, Food and Wine | 22.67 | Spectroscopy Laboratory | 3 | Specialist Teaching or Research Space Group | 312 | Laboratory - Research Only |  | Adequate | 2,753.20 | NO
Waite_WT74-Waite Building_Lower Ground_E71B _ Stair | WT-WT74-01-E71B | WT74-01-E71B-Stair | Waite | WT | WT74 | Waite Building | 01 | Lower Ground | E71B | 99939 | Unusable Spaces | 99939 | Unusable Spaces | 1.42 | Stair | 8 | Non Useable Floor Area Space Group | 805 | Non-usable - Circulation space |  | Unknown | 0.00 | NO
Waite_WT74-Waite Building_Lower Ground_LG00 _ Stair | WT-WT74-01-LG00 | WT74-01-LG00-Stair | Waite | WT | WT74 | Waite Building | 01 | Lower Ground | LG00 | 99939 | Unusable Spaces | 99939 | Unusable Spaces | 3.72 | Stair | 8 | Non Useable Floor Area Space Group | 805 | Non-usable - Circulation space |  | Unknown | 0.00 | NO
Waite_WT74-Waite Building_Lower Ground_LG00A _ Stair | WT-WT74-01-LG00A | WT74-01-LG00A-Stair | Waite | WT | WT74 | Waite Building | 01 | Lower Ground | LG00A | 99939 | Unusable Spaces | 99939 | Unusable Spaces | 2.39 | Stair | 8 | Non Useable Floor Area Space Group | 805 | Non-usable - Circulation space |  | Unknown | 0.00 | NO
Waite_WT74-Waite Building_Lower Ground_LG01 _ Foyer | WT-WT74-01-LG01 | WT74-01-LG01-Foyer | Waite | WT | WT74 | Waite Building | 01 | Lower Ground | LG01 | 99939 | Unusable Spaces | 99939 | Unusable Spaces | 27.56 | Foyer | 8 | Non Useable Floor Area Space Group | 805 | Non-usable - Circulation space |  | Unknown | 0.00 | NO
Waite_WT74-Waite Building_Lower Ground_LG01A _ Corr. | WT-WT74-01-LG01A | WT74-01-LG01A-Corr. | Waite | WT | WT74 | Waite Building | 01 | Lower Ground | LG01A | 99939 | Unusable Spaces | 99939 | Unusable Spaces | 14.68 | Corr. | 8 | Non Useable Floor Area Space Group | 805 | Non-usable - Circulation space |  | Unknown | 0.00 | NO
Waite_WT74-Waite Building_Lower Ground_LG01B _ Corr. | WT-WT74-01-LG01B | WT74-01-LG01B-Corr. | Waite | WT | WT74 | Waite Building | 01 | Lower Ground | LG01B | 99939 | Unusable Spaces | 99939 | Unusable Spaces | 27.06 | Corr. | 8 | Non Useable Floor Area Space Group | 805 | Non-usable - Circulation space |  | Unknown | 0.00 | NO
Waite_WT74-Waite Building_Lower Ground_LG01C _ Corr. | WT-WT74-01-LG01C | WT74-01-LG01C-Corr. | Waite | WT | WT74 | Waite Building | 01 | Lower Ground | LG01C | 99939 | Unusable Spaces | 99939 | Unusable Spaces | 58.34 | Corr. | 8 | Non Useable Floor Area Space Group | 805 | Non-usable - Circulation space |  | Unknown | 0.00 | NO
Waite_WT74-Waite Building_Lower Ground_LG01D _ Corr. | WT-WT74-01-LG01D | WT74-01-LG01D-Corr. | Waite | WT | WT74 | Waite Building | 01 | Lower Ground | LG01D | 99939 | Unusable Spaces | 99939 | Unusable Spaces | 12.09 | Corr. | 8 | Non Useable Floor Area Space Group | 805 | Non-usable - Circulation space |  | Adequate | 0.00 | NO
Waite_WT74-Waite Building_Lower Ground_LG01E _ void | WT-WT74-01-LG01E | WT74-01-LG01E-void | Waite | WT | WT74 | Waite Building | 01 | Lower Ground | LG01E | 99966 | Unknown | 99939 | Unusable Spaces | 1.08 | void | 8 | Non Useable Floor Area Space Group | 800 | Non-usable - Specific type not defined |  | Unknown | 0.00 | NO
Waite_WT74-Waite Building_Lower Ground_LG01F _ Lift | WT-WT74-01-LG01F | WT74-01-LG01F-Lift | Waite | WT | WT74 | Waite Building | 01 | Lower Ground | LG01F | 99939 | Unusable Spaces | 99939 | Unusable Spaces | 0.85 | Lift | 8 | Non Useable Floor Area Space Group | 838 | Non-usable - Lift |  | Unknown | 0.00 | NO
Waite_WT74-Waite Building_Lower Ground_LG02 _ Office | WT-WT74-01-LG02 | WT74-01-LG02-Office | Waite | WT | WT74 | Waite Building | 01 | Lower Ground | LG02 | 99107 | State - SARDI / PIRSA | 859 | Infrastructure | 18.39 | Office | 1 | Office Space Group | 101 | Office - Academic Staff |  | Adequate | 1,679.25 | NO
Waite_WT74-Waite Building_Lower Ground_LG03 _ Office | WT-WT74-01-LG03 | WT74-01-LG03-Office | Waite | WT | WT74 | Waite Building | 01 | Lower Ground | LG03 | 99107 | State - SARDI / PIRSA | 859 | Infrastructure | 8.49 | Office | 1 | Office Space Group | 101 | Office - Academic Staff |  | Adequate | 775.25 | NO
Waite_WT74-Waite Building_Lower Ground_LG03A _ Office | WT-WT74-01-LG03A | WT74-01-LG03A-Office | Waite | WT | WT74 | Waite Building | 01 | Lower Ground | LG03A | 99107 | State - SARDI / PIRSA | 859 | Infrastructure | 11.81 | Office | 1 | Office Space Group | 101 | Office - Academic Staff |  | Adequate | 1,078.41 | NO
Waite_WT74-Waite Building_Lower Ground_LG04 _ Meeting / Lunch Room | WT-WT74-01-LG04 | WT74-01-LG04-Meeting / Lunch Room | Waite | WT | WT74 | Waite Building | 01 | Lower Ground | LG04 | 141 | School of Agriculture, Food and Wine | 141 | School of Agriculture, Food and Wine | 87.73 | Meeting / Lunch Room | 6 | General Facility Space Group | 601 | General Facility - Committee/Conference/Meeting room |  | Adequate | 8,972.24 | NO
Waite_WT74-Waite Building_Lower Ground_LG05 _ Laboratory | WT-WT74-01-LG05 | WT74-01-LG05-Laboratory | Waite | WT | WT74 | Waite Building | 01 | Lower Ground | LG05 | 99107 | State - SARDI / PIRSA | 859 | Infrastructure | 34.67 | Laboratory | 3 | Specialist Teaching or Research Space Group | 312 | Laboratory - Research Only |  | Adequate | 4,210.56 | NO
Waite_WT74-Waite Building_Lower Ground_LG06 _ A/L | WT-WT74-01-LG06 | WT74-01-LG06-A/L | Waite | WT | WT74 | Waite Building | 01 | Lower Ground | LG06 | 99939 | Unusable Spaces | 99939 | Unusable Spaces | 2.95 | A/L | 8 | Non Useable Floor Area Space Group | 835 | Non-usable - Toilets/Amenities - Other |  | Unknown | 0.00 | NO
Waite_WT74-Waite Building_Lower Ground_LG06A _ WC - F | WT-WT74-01-LG06A | WT74-01-LG06A-WC - F | Waite | WT | WT74 | Waite Building | 01 | Lower Ground | LG06A | 99939 | Unusable Spaces | 99939 | Unusable Spaces | 6.8 | WC - F | 8 | Non Useable Floor Area Space Group | 820 | Non-usable - Toilets/Amenities - Female |  | Unknown | 0.00 | NO
Waite_WT74-Waite Building_Lower Ground_LG07 _ Store | WT-WT74-01-LG07 | WT74-01-LG07-Store | Waite | WT | WT74 | Waite Building | 01 | Lower Ground | LG07 | 99107 | State - SARDI / PIRSA | 859 | Infrastructure | 25.11 | Store | 4 | Ancillary Area Space Group | 419 | Ancillary Area - Store Room - Generic |  | Adequate | 2,017.74 | NO
Waite_WT74-Waite Building_Lower Ground_LG08 _ Laboratory | WT-WT74-01-LG08 | WT74-01-LG08-Laboratory | Waite | WT | WT74 | Waite Building | 01 | Lower Ground | LG08 | 99107 | State - SARDI / PIRSA | 859 | Infrastructure | 38.61 | Laboratory | 3 | Specialist Teaching or Research Space Group | 312 | Laboratory - Research Only |  | Adequate | 4,689.06 | NO
Waite_WT74-Waite Building_Lower Ground_LG08A _ Equipment Room | WT-WT74-01-LG08A | WT74-01-LG08A-Equipment Room | Waite | WT | WT74 | Waite Building | 01 | Lower Ground | LG08A | 99107 | State - SARDI / PIRSA | 859 | Infrastructure | 3.42 | Equipment Room | 4 | Ancillary Area Space Group | 401 | Ancillary Area - Laboratory Service and Preparation |  | Adequate | 274.82 | NO
Waite_WT74-Waite Building_Lower Ground_LG09 _ A/L | WT-WT74-01-LG09 | WT74-01-LG09-A/L | Waite | WT | WT74 | Waite Building | 01 | Lower Ground | LG09 | 99939 | Unusable Spaces | 99939 | Unusable Spaces | 3.12 | A/L | 8 | Non Useable Floor Area Space Group | 835 | Non-usable - Toilets/Amenities - Other |  | Unknown | 0.00 | NO
Waite_WT74-Waite Building_Lower Ground_LG09A _ WC - M | WT-WT74-01-LG09A | WT74-01-LG09A-WC - M | Waite | WT | WT74 | Waite Building | 01 | Lower Ground | LG09A | 99939 | Unusable Spaces | 99939 | Unusable Spaces | 6.73 | WC - M | 8 | Non Useable Floor Area Space Group | 821 | Non-usable - Toilets/Amenities - Male |  | Unknown | 0.00 | NO
Waite_WT74-Waite Building_Lower Ground_LG10 _ Office | WT-WT74-01-LG10 | WT74-01-LG10-Office | Waite | WT | WT74 | Waite Building | 01 | Lower Ground | LG10 | 141 | School of Agriculture, Food and Wine | 141 | School of Agriculture, Food and Wine | 10.45 | Office | 1 | Office Space Group | 101 | Office - Academic Staff |  | Adequate | 954.23 | NO
Waite_WT74-Waite Building_Lower Ground_LG10A _ Office | WT-WT74-01-LG10A | WT74-01-LG10A-Office | Waite | WT | WT74 | Waite Building | 01 | Lower Ground | LG10A | 141 | School of Agriculture, Food and Wine | 141 | School of Agriculture, Food and Wine | 10.04 | Office | 1 | Office Space Group | 101 | Office - Academic Staff |  | Adequate | 916.79 | NO
Waite_WT74-Waite Building_Lower Ground_LG11 _ Office | WT-WT74-01-LG11 | WT74-01-LG11-Office | Waite | WT | WT74 | Waite Building | 01 | Lower Ground | LG11 | 141 | School of Agriculture, Food and Wine | 141 | School of Agriculture, Food and Wine | 33.48 | Office | 1 | Office Space Group | 101 | Office - Academic Staff |  | Adequate | 3,057.17 | NO
Waite_WT74-Waite Building_Lower Ground_LG11A _ Office | WT-WT74-01-LG11A | WT74-01-LG11A-Office | Waite | WT | WT74 | Waite Building | 01 | Lower Ground | LG11A | 141 | School of Agriculture, Food and Wine | 141 | School of Agriculture, Food and Wine | 20.15 | Office | 1 | Office Space Group | 101 | Office - Academic Staff |  | Adequate | 1,839.97 | NO
Waite_WT74-Waite Building_Lower Ground_LG12 _ Corr. | WT-WT74-01-LG12 | WT74-01-LG12-Corr. | Waite | WT | WT74 | Waite Building | 01 | Lower Ground | LG12 | 850 | ITDS Branch Central Costs | 869 | Information Technology and Digital Services | 6.85 | Corr. | 8 | Non Useable Floor Area Space Group | 805 | Non-usable - Circulation space |  | Adequate | 0.00 | NO
Waite_WT74-Waite Building_Lower Ground_LG12A _ Comms - Main | WT-WT74-01-LG12A | WT74-01-LG12A-Comms - Main | Waite | WT | WT74 | Waite Building | 01 | Lower Ground | LG12A | 850 | ITDS Branch Central Costs | 869 | Information Technology and Digital Services | 7.47 | Comms - Main | 8 | Non Useable Floor Area Space Group | 812 | Non-usable - Comms/network system/Telephone/PABX |  | Adequate | 0.00 | NO
Waite_WT74-Waite Building_Lower Ground_LG13 _ Passage | WT-WT74-01-LG13 | WT74-01-LG13-Passage | Waite | WT | WT74 | Waite Building | 01 | Lower Ground | LG13 | 99939 | Unusable Spaces | 99939 | Unusable Spaces | 31.17 | Passage | 8 | Non Useable Floor Area Space Group | 805 | Non-usable - Circulation space |  | Unknown | 0.00 | NO
Waite_WT74-Waite Building_Lower Ground_LG13A _ Dark Room | WT-WT74-01-LG13A | WT74-01-LG13A-Dark Room | Waite | WT | WT74 | Waite Building | 01 | Lower Ground | LG13A | 141 | School of Agriculture, Food and Wine | 141 | School of Agriculture, Food and Wine | 6.72 | Dark Room | 4 | Ancillary Area Space Group | 411 | Ancillary Area - Darkroom |  | Adequate | 539.99 | NO
Waite_WT74-Waite Building_Lower Ground_LG13B _ Laboratory | WT-WT74-01-LG13B | WT74-01-LG13B-Laboratory | Waite | WT | WT74 | Waite Building | 01 | Lower Ground | LG13B | 141 | School of Agriculture, Food and Wine | 141 | School of Agriculture, Food and Wine | 9.11 | Laboratory | 3 | Specialist Teaching or Research Space Group | 312 | Laboratory - Research Only |  | Adequate | 1,106.38 | NO
Waite_WT74-Waite Building_Lower Ground_LG13C _ Laboratory | WT-WT74-01-LG13C | WT74-01-LG13C-Laboratory | Waite | WT | WT74 | Waite Building | 01 | Lower Ground | LG13C | 141 | School of Agriculture, Food and Wine | 141 | School of Agriculture, Food and Wine | 8.95 | Laboratory | 3 | Specialist Teaching or Research Space Group | 312 | Laboratory - Research Only |  | Adequate | 1,086.95 | NO
Waite_WT74-Waite Building_Lower Ground_LG14 _ Switchboard - Elec | WT-WT74-01-LG14 | WT74-01-LG14-Switchboard - Elec | Waite | WT | WT74 | Waite Building | 01 | Lower Ground | LG14 | 99939 | Unusable Spaces | 99939 | Unusable Spaces | 4.84 | Switchboard - Elec | 8 | Non Useable Floor Area Space Group | 815 | Non-usable - Switch room |  | Unknown | 0.00 | NO
Waite_WT74-Waite Building_Lower Ground_LG15 _ Laboratory | WT-WT74-01-LG15 | WT74-01-LG15-Laboratory | Waite | WT | WT74 | Waite Building | 01 | Lower Ground | LG15 | 141 | School of Agriculture, Food and Wine | 141 | School of Agriculture, Food and Wine | 28.33 | Laboratory | 3 | Specialist Teaching or Research Space Group | 312 | Laboratory - Research Only |  | Adequate | 3,440.59 | NO
Waite_WT74-Waite Building_Lower Ground_LG16 _ Office | WT-WT74-01-LG16 | WT74-01-LG16-Office | Waite | WT | WT74 | Waite Building | 01 | Lower Ground | LG16 | 99107 | State - SARDI / PIRSA | 859 | Infrastructure | 15.05 | Office | 1 | Office Space Group | 101 | Office - Academic Staff |  | Adequate | 1,374.27 | NO
Waite_WT74-Waite Building_Lower Ground_LG17 _ Office | WT-WT74-01-LG17 | WT74-01-LG17-Office | Waite | WT | WT74 | Waite Building | 01 | Lower Ground | LG17 | 99107 | State - SARDI / PIRSA | 859 | Infrastructure | 17.34 | Office | 1 | Office Space Group | 101 | Office - Academic Staff |  | Adequate | 1,583.38 | NO
Waite_WT74-Waite Building_Lower Ground_LG18 _ Office | WT-WT74-01-LG18 | WT74-01-LG18-Office | Waite | WT | WT74 | Waite Building | 01 | Lower Ground | LG18 | 99107 | State - SARDI / PIRSA | 859 | Infrastructure | 20.9 | Office | 1 | Office Space Group | 101 | Office - Academic Staff |  | Adequate | 1,908.45 | NO
Waite_WT74-Waite Building_Lower Ground_LG19 _ Office | WT-WT74-01-LG19 | WT74-01-LG19-Office | Waite | WT | WT74 | Waite Building | 01 | Lower Ground | LG19 | 99107 | State - SARDI / PIRSA | 859 | Infrastructure | 19.82 | Office | 1 | Office Space Group | 101 | Office - Academic Staff |  | Adequate | 1,809.83 | NO
Waite_WT74-Waite Building_Lower Ground_LG20 _ Office | WT-WT74-01-LG20 | WT74-01-LG20-Office | Waite | WT | WT74 | Waite Building | 01 | Lower Ground | LG20 | 99107 | State - SARDI / PIRSA | 859 | Infrastructure | 17.48 | Office | 1 | Office Space Group | 101 | Office - Academic Staff |  | Adequate | 1,596.16 | NO
Waite_WT74-Waite Building_Lower Ground_LG21 _ Laboratory | WT-WT74-01-LG21 | WT74-01-LG21-Laboratory | Waite | WT | WT74 | Waite Building | 01 | Lower Ground | LG21 | 141 | School of Agriculture, Food and Wine | 141 | School of Agriculture, Food and Wine | 36.98 | Laboratory | 3 | Specialist Teaching or Research Space Group | 312 | Laboratory - Research Only |  | Adequate | 4,491.11 | NO
Waite_WT74-Waite Building_Lower Ground_LG22 _ Laboratory | WT-WT74-01-LG22 | WT74-01-LG22-Laboratory | Waite | WT | WT74 | Waite Building | 01 | Lower Ground | LG22 | 141 | School of Agriculture, Food and Wine | 141 | School of Agriculture, Food and Wine | 31 | Laboratory | 3 | Specialist Teaching or Research Space Group | 312 | Laboratory - Research Only |  | Adequate | 3,764.85 | NO
Waite_WT74-Waite Building_Lower Ground_LG22A _ void | WT-WT74-01-LG22A | WT74-01-LG22A-void | Waite | WT | WT74 | Waite Building | 01 | Lower Ground | LG22A | 99966 | Unknown | 99939 | Unusable Spaces | 2.03 | void | 8 | Non Useable Floor Area Space Group | 800 | Non-usable - Specific type not defined |  | Unknown | 0.00 | NO
Waite_WT74-Waite Building_Lower Ground_LG23 _ Office | WT-WT74-01-LG23 | WT74-01-LG23-Office | Waite | WT | WT74 | Waite Building | 01 | Lower Ground | LG23 | 99107 | State - SARDI / PIRSA | 859 | Infrastructure | 21.57 | Office | 1 | Office Space Group | 101 | Office - Academic Staff |  | Adequate | 1,969.63 | NO
Waite_WT74-Waite Building_Lower Ground_LG23A _ Office | WT-WT74-01-LG23A | WT74-01-LG23A-Office | Waite | WT | WT74 | Waite Building | 01 | Lower Ground | LG23A | 99107 | State - SARDI / PIRSA | 859 | Infrastructure | 13.55 | Office | 1 | Office Space Group | 101 | Office - Academic Staff |  | Adequate | 1,237.30 | NO
Waite_WT74-Waite Building_Lower Ground_LG23B _ Office | WT-WT74-01-LG23B | WT74-01-LG23B-Office | Waite | WT | WT74 | Waite Building | 01 | Lower Ground | LG23B | 99107 | State - SARDI / PIRSA | 859 | Infrastructure | 13.54 | Office | 1 | Office Space Group | 101 | Office - Academic Staff |  | Adequate | 1,236.38 | NO
Waite_WT74-Waite Building_Lower Ground_LG24 _ Office | WT-WT74-01-LG24 | WT74-01-LG24-Office | Waite | WT | WT74 | Waite Building | 01 | Lower Ground | LG24 | 99107 | State - SARDI / PIRSA | 859 | Infrastructure | 19.63 | Office | 1 | Office Space Group | 101 | Office - Academic Staff |  | Adequate | 1,792.48 | NO
Waite_WT74-Waite Building_Lower Ground_LG25 _ Office | WT-WT74-01-LG25 | WT74-01-LG25-Office | Waite | WT | WT74 | Waite Building | 01 | Lower Ground | LG25 | 99107 | State - SARDI / PIRSA | 859 | Infrastructure | 21.92 | Office | 1 | Office Space Group | 101 | Office - Academic Staff |  | Adequate | 2,001.59 | NO
Waite_WT74-Waite Building_Lower Ground_LGE00 _ Stair | WT-WT74-01-LGE00 | WT74-01-LGE00-Stair | Waite | WT | WT74 | Waite Building | 01 | Lower Ground | LGE00 | 99939 | Unusable Spaces | 99939 | Unusable Spaces | 3.88 | Stair | 8 | Non Useable Floor Area Space Group | 805 | Non-usable - Circulation space |  | Unknown | 0.00 | NO
Waite_WT74-Waite Building_Lower Ground_LGE01 _ Corr. | WT-WT74-01-LGE01 | WT74-01-LGE01-Corr. | Waite | WT | WT74 | Waite Building | 01 | Lower Ground | LGE01 | 99939 | Unusable Spaces | 99939 | Unusable Spaces | 12.95 | Corr. | 8 | Non Useable Floor Area Space Group | 805 | Non-usable - Circulation space |  | Unknown | 0.00 | NO
Waite_WT74-Waite Building_Lower Ground_LGE01A _ Goods lift | WT-WT74-01-LGE01A | WT74-01-LGE01A-Goods lift | Waite | WT | WT74 | Waite Building | 01 | Lower Ground | LGE01A | 99939 | Unusable Spaces | 99939 | Unusable Spaces | 0.99 | Goods lift | 8 | Non Useable Floor Area Space Group | 838 | Non-usable - Lift |  | Unknown | 0.00 | NO
Waite_WT74-Waite Building_Lower Ground_LGE02 _ Store | WT-WT74-01-LGE02 | WT74-01-LGE02-Store | Waite | WT | WT74 | Waite Building | 01 | Lower Ground | LGE02 | 141 | School of Agriculture, Food and Wine | 141 | School of Agriculture, Food and Wine | 3.92 | Store | 4 | Ancillary Area Space Group | 419 | Ancillary Area - Store Room - Generic |  | Adequate | 314.99 | NO
Waite_WT74-Waite Building_Lower Ground_LGE03 _ Corr. | WT-WT74-01-LGE03 | WT74-01-LGE03-Corr. | Waite | WT | WT74 | Waite Building | 01 | Lower Ground | LGE03 | 99939 | Unusable Spaces | 99939 | Unusable Spaces | 32.73 | Corr. | 8 | Non Useable Floor Area Space Group | 805 | Non-usable - Circulation space |  | Unknown | 0.00 | NO
Waite_WT74-Waite Building_Lower Ground_LGE03A _ Lobby 2 | WT-WT74-01-LGE03A | WT74-01-LGE03A-Lobby 2 | Waite | WT | WT74 | Waite Building | 01 | Lower Ground | LGE03A | 99939 | Unusable Spaces | 99939 | Unusable Spaces | 13.56 | Lobby 2 | 8 | Non Useable Floor Area Space Group | 805 | Non-usable - Circulation space |  | Unknown | 0.00 | NO
Waite_WT74-Waite Building_Lower Ground_LGE04 _ Laboratory | WT-WT74-01-LGE04 | WT74-01-LGE04-Laboratory | Waite | WT | WT74 | Waite Building | 01 | Lower Ground | LGE04 | 141 | School of Agriculture, Food and Wine | 141 | School of Agriculture, Food and Wine | 6.97 | Laboratory | 3 | Specialist Teaching or Research Space Group | 312 | Laboratory - Research Only |  | Adequate | 846.48 | NO
Waite_WT74-Waite Building_Lower Ground_LGE05 _ Laboratory | WT-WT74-01-LGE05 | WT74-01-LGE05-Laboratory | Waite | WT | WT74 | Waite Building | 01 | Lower Ground | LGE05 | 141 | School of Agriculture, Food and Wine | 141 | School of Agriculture, Food and Wine | 10.14 | Laboratory | 3 | Specialist Teaching or Research Space Group | 300 | Laboratory - Specialist teaching and research - type not defined |  | Adequate | 1,231.47 | NO
Waite_WT74-Waite Building_Lower Ground_LGE06 _ Culture Laboratory | WT-WT74-01-LGE06 | WT74-01-LGE06-Culture Laboratory | Waite | WT | WT74 | Waite Building | 01 | Lower Ground | LGE06 | 141 | School of Agriculture, Food and Wine | 141 | School of Agriculture, Food and Wine | 6.48 | Culture Laboratory | 3 | Specialist Teaching or Research Space Group | 300 | Laboratory - Specialist teaching and research - type not defined |  | Adequate | 786.98 | NO
Waite_WT74-Waite Building_Lower Ground_LGE07 _ Passage | WT-WT74-01-LGE07 | WT74-01-LGE07-Passage | Waite | WT | WT74 | Waite Building | 01 | Lower Ground | LGE07 | 99939 | Unusable Spaces | 99939 | Unusable Spaces | 5.9 | Passage | 8 | Non Useable Floor Area Space Group | 805 | Non-usable - Circulation space |  | Unknown | 0.00 | NO
Waite_WT74-Waite Building_Lower Ground_LGE08 _ Cold Store | WT-WT74-01-LGE08 | WT74-01-LGE08-Cold Store | Waite | WT | WT74 | Waite Building | 01 | Lower Ground | LGE08 | 141 | School of Agriculture, Food and Wine | 141 | School of Agriculture, Food and Wine | 10.26 | Cold Store | 4 | Ancillary Area Space Group | 405 | Ancillary Area - Constant Temperature/ Freezer/Cold/Warm Rooms |  | Adequate | 824.45 | NO
Waite_WT74-Waite Building_Lower Ground_LGE09 _ Isotope Laboratory | WT-WT74-01-LGE09 | WT74-01-LGE09-Isotope Laboratory | Waite | WT | WT74 | Waite Building | 01 | Lower Ground | LGE09 | 141 | School of Agriculture, Food and Wine | 141 | School of Agriculture, Food and Wine | 9.63 | Isotope Laboratory | 3 | Specialist Teaching or Research Space Group | 300 | Laboratory - Specialist teaching and research - type not defined |  | Adequate | 1,169.53 | NO
Waite_WT74-Waite Building_Lower Ground_LGE10 _ Store | WT-WT74-01-LGE10 | WT74-01-LGE10-Store | Waite | WT | WT74 | Waite Building | 01 | Lower Ground | LGE10 | 141 | School of Agriculture, Food and Wine | 141 | School of Agriculture, Food and Wine | 6.16 | Store | 4 | Ancillary Area Space Group | 419 | Ancillary Area - Store Room - Generic |  | Adequate | 494.99 | NO
Waite_WT74-Waite Building_Lower Ground_LGE11 _ Staff Work Area | WT-WT74-01-LGE11 | WT74-01-LGE11-Staff Work Area | Waite | WT | WT74 | Waite Building | 01 | Lower Ground | LGE11 | 141 | School of Agriculture, Food and Wine | 141 | School of Agriculture, Food and Wine | 19.6 | Staff Work Area | 1 | Office Space Group | 119 | Informal Work Space |  | Adequate | 1,789.74 | NO
Waite_WT74-Waite Building_Lower Ground_LGE12 _ Laboratory | WT-WT74-01-LGE12 | WT74-01-LGE12-Laboratory | Waite | WT | WT74 | Waite Building | 01 | Lower Ground | LGE12 | 141 | School of Agriculture, Food and Wine | 141 | School of Agriculture, Food and Wine | 89.12 | Laboratory | 3 | Specialist Teaching or Research Space Group | 300 | Laboratory - Specialist teaching and research - type not defined |  | Adequate | 10,823.35 | NO
Waite_WT74-Waite Building_Lower Ground_LGE13 _ Media Prep | WT-WT74-01-LGE13 | WT74-01-LGE13-Media Prep | Waite | WT | WT74 | Waite Building | 01 | Lower Ground | LGE13 | 141 | School of Agriculture, Food and Wine | 141 | School of Agriculture, Food and Wine | 10.31 | Media Prep | 4 | Ancillary Area Space Group | 401 | Ancillary Area - Laboratory Service and Preparation |  | Adequate | 828.47 | NO
Waite_WT74-Waite Building_Lower Ground_LGE14 _ Instrument Room | WT-WT74-01-LGE14 | WT74-01-LGE14-Instrument Room | Waite | WT | WT74 | Waite Building | 01 | Lower Ground | LGE14 | 141 | School of Agriculture, Food and Wine | 141 | School of Agriculture, Food and Wine | 9.87 | Instrument Room | 4 | Ancillary Area Space Group | 402 | Ancillary Area - Instrument Room |  | Adequate | 793.11 | NO
Waite_WT74-Waite Building_Lower Ground_N13A _ Stair | WT-WT74-01-N13A | WT74-01-N13A-Stair | Waite | WT | WT74 | Waite Building | 01 | Lower Ground | N13A | 99939 | Unusable Spaces | 99939 | Unusable Spaces | 2.02 | Stair | 8 | Non Useable Floor Area Space Group | 805 | Non-usable - Circulation space |  | Unknown | 0.00 | NO
Waite_WT74-Waite Building_Ground Floor_G00 _ Entrance | WT-WT74-02-G00 | WT74-02-G00-Entrance | Waite | WT | WT74 | Waite Building | 02 | Ground Floor | G00 | 99939 | Unusable Spaces | 99939 | Unusable Spaces | 2.1 | Entrance | 8 | Non Useable Floor Area Space Group | 805 | Non-usable - Circulation space |  | Unknown | 0.00 | NO
Waite_WT74-Waite Building_Ground Floor_G00A _ Corr. | WT-WT74-02-G00A | WT74-02-G00A-Corr. | Waite | WT | WT74 | Waite Building | 02 | Ground Floor | G00A | 99939 | Unusable Spaces | 99939 | Unusable Spaces | 1.37 | Corr. | 8 | Non Useable Floor Area Space Group | 805 | Non-usable - Circulation space |  | Unknown | 0.00 | NO
Waite_WT74-Waite Building_Ground Floor_G00B _ Corr. | WT-WT74-02-G00B | WT74-02-G00B-Corr. | Waite | WT | WT74 | Waite Building | 02 | Ground Floor | G00B | 99939 | Unusable Spaces | 99939 | Unusable Spaces | 1.39 | Corr. | 8 | Non Useable Floor Area Space Group | 805 | Non-usable - Circulation space |  | Unknown | 0.00 | NO
Waite_WT74-Waite Building_Ground Floor_G00C _ Foyer | WT-WT74-02-G00C | WT74-02-G00C-Foyer | Waite | WT | WT74 | Waite Building | 02 | Ground Floor | G00C | 99939 | Unusable Spaces | 99939 | Unusable Spaces | 80.42 | Foyer | 8 | Non Useable Floor Area Space Group | 805 | Non-usable - Circulation space |  | Unknown | 0.00 | NO
Waite_WT74-Waite Building_Ground Floor_G00D _ Stair | WT-WT74-02-G00D | WT74-02-G00D-Stair | Waite | WT | WT74 | Waite Building | 02 | Ground Floor | G00D | 99939 | Unusable Spaces | 99939 | Unusable Spaces | 11.83 | Stair | 8 | Non Useable Floor Area Space Group | 805 | Non-usable - Circulation space |  | Unknown | 0.00 | NO
Waite_WT74-Waite Building_Ground Floor_GE01 _ Corr. | WT-WT74-02-GE01 | WT74-02-GE01-Corr. | Waite | WT | WT74 | Waite Building | 02 | Ground Floor | GE01 | 99939 | Unusable Spaces | 99939 | Unusable Spaces | 47.62 | Corr. | 8 | Non Useable Floor Area Space Group | 805 | Non-usable - Circulation space |  | Unknown | 0.00 | NO
Waite_WT74-Waite Building_Ground Floor_GE01A _ Corr. | WT-WT74-02-GE01A | WT74-02-GE01A-Corr. | Waite | WT | WT74 | Waite Building | 02 | Ground Floor | GE01A | 99939 | Unusable Spaces | 99939 | Unusable Spaces | 22.64 | Corr. | 8 | Non Useable Floor Area Space Group | 805 | Non-usable - Circulation space |  | Unknown | 0.00 | NO
Waite_WT74-Waite Building_Ground Floor_GE01B _ Corr. | WT-WT74-02-GE01B | WT74-02-GE01B-Corr. | Waite | WT | WT74 | Waite Building | 02 | Ground Floor | GE01B | 99939 | Unusable Spaces | 99939 | Unusable Spaces | 17.82 | Corr. | 8 | Non Useable Floor Area Space Group | 805 | Non-usable - Circulation space |  | Unknown | 0.00 | NO
Waite_WT74-Waite Building_Ground Floor_GE01D _ Stair | WT-WT74-02-GE01D | WT74-02-GE01D-Stair | Waite | WT | WT74 | Waite Building | 02 | Ground Floor | GE01D | 99939 | Unusable Spaces | 99939 | Unusable Spaces | 9.99 | Stair | 8 | Non Useable Floor Area Space Group | 805 | Non-usable - Circulation space |  | Unknown | 0.00 | NO
Waite_WT74-Waite Building_Ground Floor_GE01E _ Goods Lift | WT-WT74-02-GE01E | WT74-02-GE01E-Goods Lift | Waite | WT | WT74 | Waite Building | 02 | Ground Floor | GE01E | 99939 | Unusable Spaces | 99939 | Unusable Spaces | 4.42 | Goods Lift | 8 | Non Useable Floor Area Space Group | 838 | Non-usable - Lift |  | Unknown | 0.00 | NO
Waite_WT74-Waite Building_Ground Floor_GE02 _ WC - F | WT-WT74-02-GE02 | WT74-02-GE02-WC - F | Waite | WT | WT74 | Waite Building | 02 | Ground Floor | GE02 | 99939 | Unusable Spaces | 99939 | Unusable Spaces | 22.26 | WC - F | 8 | Non Useable Floor Area Space Group | 820 | Non-usable - Toilets/Amenities - Female |  | Unknown | 0.00 | NO
Waite_WT74-Waite Building_Ground Floor_GE02A _ Parenting Room | WT-WT74-02-GE02A | WT74-02-GE02A-Parenting Room | Waite | WT | WT74 | Waite Building | 02 | Ground Floor | GE02A | 859 | Infrastructure Office | 859 | Infrastructure | 14.78 | Parenting Room | 6 | General Facility Space Group | 625 | General Facility - Parent Room |  | Excellent | 2,222.00 | NO
Waite_WT74-Waite Building_Ground Floor_GE02B _ A/L | WT-WT74-02-GE02B | WT74-02-GE02B-A/L | Waite | WT | WT74 | Waite Building | 02 | Ground Floor | GE02B | 99939 | Unusable Spaces | 99939 | Unusable Spaces | 3.07 | A/L | 8 | Non Useable Floor Area Space Group | 805 | Non-usable - Circulation space |  | Unknown | 0.00 | NO
Waite_WT74-Waite Building_Ground Floor_GE03 _ Office | WT-WT74-02-GE03 | WT74-02-GE03-Office | Waite | WT | WT74 | Waite Building | 02 | Ground Floor | GE03 | 141 | School of Agriculture, Food and Wine | 141 | School of Agriculture, Food and Wine | 18.74 | Office | 1 | Office Space Group | 101 | Office - Academic Staff |  | Adequate | 1,711.21 | NO
Waite_WT74-Waite Building_Ground Floor_GE04 _ Office | WT-WT74-02-GE04 | WT74-02-GE04-Office | Waite | WT | WT74 | Waite Building | 02 | Ground Floor | GE04 | 141 | School of Agriculture, Food and Wine | 141 | School of Agriculture, Food and Wine | 16.1 | Office | 1 | Office Space Group | 101 | Office - Academic Staff |  | Adequate | 1,470.15 | NO
Waite_WT74-Waite Building_Ground Floor_GE05 _ Office | WT-WT74-02-GE05 | WT74-02-GE05-Office | Waite | WT | WT74 | Waite Building | 02 | Ground Floor | GE05 | 141 | School of Agriculture, Food and Wine | 141 | School of Agriculture, Food and Wine | 16.02 | Office | 1 | Office Space Group | 101 | Office - Academic Staff |  | Adequate | 1,462.84 | NO
Waite_WT74-Waite Building_Ground Floor_GE06 _ Office | WT-WT74-02-GE06 | WT74-02-GE06-Office | Waite | WT | WT74 | Waite Building | 02 | Ground Floor | GE06 | 141 | School of Agriculture, Food and Wine | 141 | School of Agriculture, Food and Wine | 10.43 | Office | 1 | Office Space Group | 101 | Office - Academic Staff |  | Adequate | 952.40 | NO
Waite_WT74-Waite Building_Ground Floor_GE06A _ Office | WT-WT74-02-GE06A | WT74-02-GE06A-Office | Waite | WT | WT74 | Waite Building | 02 | Ground Floor | GE06A | 141 | School of Agriculture, Food and Wine | 141 | School of Agriculture, Food and Wine | 10.43 | Office | 1 | Office Space Group | 101 | Office - Academic Staff |  | Adequate | 952.40 | NO
Waite_WT74-Waite Building_Ground Floor_GE06B _ Office | WT-WT74-02-GE06B | WT74-02-GE06B-Office | Waite | WT | WT74 | Waite Building | 02 | Ground Floor | GE06B | 141 | School of Agriculture, Food and Wine | 141 | School of Agriculture, Food and Wine | 9.29 | Office | 1 | Office Space Group | 101 | Office - Academic Staff |  | Adequate | 848.30 | NO
Waite_WT74-Waite Building_Ground Floor_GE07 _ Laboratory | WT-WT74-02-GE07 | WT74-02-GE07-Laboratory | Waite | WT | WT74 | Waite Building | 02 | Ground Floor | GE07 | 141 | School of Agriculture, Food and Wine | 141 | School of Agriculture, Food and Wine | 126.7 | Laboratory | 3 | Specialist Teaching or Research Space Group | 312 | Laboratory - Research Only |  | Adequate | 15,387.32 | NO
Waite_WT74-Waite Building_Ground Floor_GE08 _ Reception | WT-WT74-02-GE08 | WT74-02-GE08-Reception | Waite | WT | WT74 | Waite Building | 02 | Ground Floor | GE08 | 141 | School of Agriculture, Food and Wine | 141 | School of Agriculture, Food and Wine | 11.36 | Reception | 6 | General Facility Space Group | 623 | General Facility - Waiting Area/Foyer/Reception Area |  | Adequate | 1,161.80 | NO
Waite_WT74-Waite Building_Ground Floor_GE08A _ Office | WT-WT74-02-GE08A | WT74-02-GE08A-Office | Waite | WT | WT74 | Waite Building | 02 | Ground Floor | GE08A | 141 | School of Agriculture, Food and Wine | 141 | School of Agriculture, Food and Wine | 22.41 | Office | 1 | Office Space Group | 101 | Office - Academic Staff |  | Adequate | 2,046.33 | NO
Waite_WT74-Waite Building_Ground Floor_GE08B _ Office | WT-WT74-02-GE08B | WT74-02-GE08B-Office | Waite | WT | WT74 | Waite Building | 02 | Ground Floor | GE08B | 141 | School of Agriculture, Food and Wine | 141 | School of Agriculture, Food and Wine | 12.9 | Office | 1 | Office Space Group | 101 | Office - Academic Staff |  | Adequate | 1,177.94 | NO
Waite_WT74-Waite Building_Ground Floor_GE10 _ Research Laboratory | WT-WT74-02-GE10 | WT74-02-GE10-Research Laboratory | Waite | WT | WT74 | Waite Building | 02 | Ground Floor | GE10 | 141 | School of Agriculture, Food and Wine | 141 | School of Agriculture, Food and Wine | 155.34 | Research Laboratory | 3 | Specialist Teaching or Research Space Group | 312 | Laboratory - Research Only |  | Adequate | 18,865.56 | NO
Waite_WT74-Waite Building_Ground Floor_GE10A _ Office | WT-WT74-02-GE10A | WT74-02-GE10A-Office | Waite | WT | WT74 | Waite Building | 02 | Ground Floor | GE10A | 141 | School of Agriculture, Food and Wine | 141 | School of Agriculture, Food and Wine | 8.25 | Office | 1 | Office Space Group | 101 | Office - Academic Staff |  | Adequate | 753.34 | NO
Waite_WT74-Waite Building_Ground Floor_GE11 _ Office | WT-WT74-02-GE11 | WT74-02-GE11-Office | Waite | WT | WT74 | Waite Building | 02 | Ground Floor | GE11 | 141 | School of Agriculture, Food and Wine | 141 | School of Agriculture, Food and Wine | 17.98 | Office | 1 | Office Space Group | 101 | Office - Academic Staff |  | Adequate | 1,641.82 | NO
Waite_WT74-Waite Building_Ground Floor_GE12 _ Chemical Store | WT-WT74-02-GE12 | WT74-02-GE12-Chemical Store | Waite | WT | WT74 | Waite Building | 02 | Ground Floor | GE12 | 141 | School of Agriculture, Food and Wine | 141 | School of Agriculture, Food and Wine | 18.08 | Chemical Store | 4 | Ancillary Area Space Group | 418 | Ancillary Area - Dangerous goods storage |  | Adequate | 1,452.83 | NO
Waite_WT74-Waite Building_Ground Floor_GE13 _ Office | WT-WT74-02-GE13 | WT74-02-GE13-Office | Waite | WT | WT74 | Waite Building | 02 | Ground Floor | GE13 | 141 | School of Agriculture, Food and Wine | 141 | School of Agriculture, Food and Wine | 19.57 | Office | 1 | Office Space Group | 101 | Office - Academic Staff |  | Adequate | 1,787.00 | NO
Waite_WT74-Waite Building_Ground Floor_GE13A _ Autoclave | WT-WT74-02-GE13A | WT74-02-GE13A-Autoclave | Waite | WT | WT74 | Waite Building | 02 | Ground Floor | GE13A | 141 | School of Agriculture, Food and Wine | 141 | School of Agriculture, Food and Wine | 19.84 | Autoclave | 4 | Ancillary Area Space Group | 401 | Ancillary Area - Laboratory Service and Preparation |  | Adequate | 1,594.26 | NO
Waite_WT74-Waite Building_Ground Floor_GN00 _ Stair | WT-WT74-02-GN00 | WT74-02-GN00-Stair | Waite | WT | WT74 | Waite Building | 02 | Ground Floor | GN00 | 99939 | Unusable Spaces | 99939 | Unusable Spaces | 11.1 | Stair | 8 | Non Useable Floor Area Space Group | 805 | Non-usable - Circulation space |  | Unknown | 0.00 | NO
Waite_WT74-Waite Building_Ground Floor_GN01 _ Corr. | WT-WT74-02-GN01 | WT74-02-GN01-Corr. | Waite | WT | WT74 | Waite Building | 02 | Ground Floor | GN01 | 99939 | Unusable Spaces | 99939 | Unusable Spaces | 55.6 | Corr. | 8 | Non Useable Floor Area Space Group | 805 | Non-usable - Circulation space |  | Unknown | 0.00 | NO
Waite_WT74-Waite Building_Ground Floor_GN01A _ Corr. | WT-WT74-02-GN01A | WT74-02-GN01A-Corr. | Waite | WT | WT74 | Waite Building | 02 | Ground Floor | GN01A | 99939 | Unusable Spaces | 99939 | Unusable Spaces | 38.37 | Corr. | 8 | Non Useable Floor Area Space Group | 805 | Non-usable - Circulation space |  | Unknown | 0.00 | NO
Waite_WT74-Waite Building_Ground Floor_GN01B _ Corr. | WT-WT74-02-GN01B | WT74-02-GN01B-Corr. | Waite | WT | WT74 | Waite Building | 02 | Ground Floor | GN01B | 99939 | Unusable Spaces | 99939 | Unusable Spaces | 3.97 | Corr. | 8 | Non Useable Floor Area Space Group | 805 | Non-usable - Circulation space |  | Unknown | 0.00 | NO
Waite_WT74-Waite Building_Ground Floor_GN01C _ Goods lift | WT-WT74-02-GN01C | WT74-02-GN01C-Goods lift | Waite | WT | WT74 | Waite Building | 02 | Ground Floor | GN01C | 99939 | Unusable Spaces | 99939 | Unusable Spaces | 7.2 | Goods lift | 8 | Non Useable Floor Area Space Group | 838 | Non-usable - Lift |  | Unknown | 0.00 | NO
Waite_WT74-Waite Building_Ground Floor_GN01D _ Corr. | WT-WT74-02-GN01D | WT74-02-GN01D-Corr. | Waite | WT | WT74 | Waite Building | 02 | Ground Floor | GN01D | 99939 | Unusable Spaces | 99939 | Unusable Spaces | 2.63 | Corr. | 8 | Non Useable Floor Area Space Group | 805 | Non-usable - Circulation space |  | Unknown | 0.00 | NO
Waite_WT74-Waite Building_Ground Floor_GN01E _ Goods lift | WT-WT74-02-GN01E | WT74-02-GN01E-Goods lift | Waite | WT | WT74 | Waite Building | 02 | Ground Floor | GN01E | 99939 | Unusable Spaces | 99939 | Unusable Spaces | 1.06 | Goods lift | 8 | Non Useable Floor Area Space Group | 838 | Non-usable - Lift |  | Unknown | 0.00 | NO
Waite_WT74-Waite Building_Ground Floor_GN02 _ Reception Office | WT-WT74-02-GN02 | WT74-02-GN02-Reception Office | Waite | WT | WT74 | Waite Building | 02 | Ground Floor | GN02 | 141 | School of Agriculture, Food and Wine | 141 | School of Agriculture, Food and Wine | 27.8 | Reception Office | 6 | General Facility Space Group | 623 | General Facility - Waiting Area/Foyer/Reception Area |  | Adequate | 2,843.14 | NO
Waite_WT74-Waite Building_Ground Floor_GN03 _ Mail Room / Utilities | WT-WT74-02-GN03 | WT74-02-GN03-Mail Room / Utilities | Waite | WT | WT74 | Waite Building | 02 | Ground Floor | GN03 | 141 | School of Agriculture, Food and Wine | 141 | School of Agriculture, Food and Wine | 22.36 | Mail Room / Utilities | 4 | Ancillary Area Space Group | 408 | Ancillary Area - Mail Room/ Goods Receipt/Despatch |  | Adequate | 1,796.76 | NO
Waite_WT74-Waite Building_Ground Floor_GN04 _ Office | WT-WT74-02-GN04 | WT74-02-GN04-Office | Waite | WT | WT74 | Waite Building | 02 | Ground Floor | GN04 | 141 | School of Agriculture, Food and Wine | 141 | School of Agriculture, Food and Wine | 32.5 | Office | 1 | Office Space Group | 101 | Office - Academic Staff |  | Adequate | 2,967.69 | NO
Waite_WT74-Waite Building_Ground Floor_GN05 _ Office | WT-WT74-02-GN05 | WT74-02-GN05-Office | Waite | WT | WT74 | Waite Building | 02 | Ground Floor | GN05 | 141 | School of Agriculture, Food and Wine | 141 | School of Agriculture, Food and Wine | 22.62 | Office | 1 | Office Space Group | 101 | Office - Academic Staff |  | Adequate | 2,065.51 | NO
Waite_WT74-Waite Building_Ground Floor_GN06 _ Office | WT-WT74-02-GN06 | WT74-02-GN06-Office | Waite | WT | WT74 | Waite Building | 02 | Ground Floor | GN06 | 141 | School of Agriculture, Food and Wine | 141 | School of Agriculture, Food and Wine | 15.12 | Office | 1 | Office Space Group | 101 | Office - Academic Staff |  | Adequate | 1,380.66 | NO
Waite_WT74-Waite Building_Ground Floor_GN07 _ Study | WT-WT74-02-GN07 | WT74-02-GN07-Study | Waite | WT | WT74 | Waite Building | 02 | Ground Floor | GN07 | 141 | School of Agriculture, Food and Wine | 141 | School of Agriculture, Food and Wine | 14.68 | Study | 1 | Office Space Group | 101 | Office - Academic Staff |  | Adequate | 1,340.48 | NO
Waite_WT74-Waite Building_Ground Floor_GN08 _ Office | WT-WT74-02-GN08 | WT74-02-GN08-Office | Waite | WT | WT74 | Waite Building | 02 | Ground Floor | GN08 | 141 | School of Agriculture, Food and Wine | 141 | School of Agriculture, Food and Wine | 22.62 | Office | 1 | Office Space Group | 101 | Office - Academic Staff |  | Adequate | 2,065.51 | NO
Waite_WT74-Waite Building_Ground Floor_GN09 _ Office | WT-WT74-02-GN09 | WT74-02-GN09-Office | Waite | WT | WT74 | Waite Building | 02 | Ground Floor | GN09 | 141 | School of Agriculture, Food and Wine | 141 | School of Agriculture, Food and Wine | 16.25 | Office | 1 | Office Space Group | 101 | Office - Academic Staff |  | Adequate | 1,483.84 | NO
Waite_WT74-Waite Building_Ground Floor_GN09A _ Office | WT-WT74-02-GN09A | WT74-02-GN09A-Office | Waite | WT | WT74 | Waite Building | 02 | Ground Floor | GN09A | 141 | School of Agriculture, Food and Wine | 141 | School of Agriculture, Food and Wine | 19.19 | Office | 1 | Office Space Group | 101 | Office - Academic Staff |  | Adequate | 1,752.31 | NO
Waite_WT74-Waite Building_Ground Floor_GN10 _ Corr. | WT-WT74-02-GN10 | WT74-02-GN10-Corr. | Waite | WT | WT74 | Waite Building | 02 | Ground Floor | GN10 | 99939 | Unusable Spaces | 99939 | Unusable Spaces | 8.55 | Corr. | 8 | Non Useable Floor Area Space Group | 805 | Non-usable - Circulation space |  | Unknown | 0.00 | NO
Waite_WT74-Waite Building_Ground Floor_GN10A _ Office | WT-WT74-02-GN10A | WT74-02-GN10A-Office | Waite | WT | WT74 | Waite Building | 02 | Ground Floor | GN10A | 141 | School of Agriculture, Food and Wine | 141 | School of Agriculture, Food and Wine | 20.22 | Office | 1 | Office Space Group | 101 | Office - Academic Staff |  | Adequate | 1,846.36 | NO
Waite_WT74-Waite Building_Ground Floor_GN10B _ Office | WT-WT74-02-GN10B | WT74-02-GN10B-Office | Waite | WT | WT74 | Waite Building | 02 | Ground Floor | GN10B | 141 | School of Agriculture, Food and Wine | 141 | School of Agriculture, Food and Wine | 13.13 | Office | 1 | Office Space Group | 101 | Office - Academic Staff |  | Adequate | 1,198.95 | NO
Waite_WT74-Waite Building_Ground Floor_GN10C _ Office | WT-WT74-02-GN10C | WT74-02-GN10C-Office | Waite | WT | WT74 | Waite Building | 02 | Ground Floor | GN10C | 141 | School of Agriculture, Food and Wine | 141 | School of Agriculture, Food and Wine | 1.15 | Office | 1 | Office Space Group | 101 | Office - Academic Staff |  | Adequate | 105.01 | NO
Waite_WT74-Waite Building_Ground Floor_GN11 _ Office | WT-WT74-02-GN11 | WT74-02-GN11-Office | Waite | WT | WT74 | Waite Building | 02 | Ground Floor | GN11 | 141 | School of Agriculture, Food and Wine | 141 | School of Agriculture, Food and Wine | 19.65 | Office | 1 | Office Space Group | 101 | Office - Academic Staff |  | Adequate | 1,794.31 | NO
Waite_WT74-Waite Building_Ground Floor_GN12 _ Office | WT-WT74-02-GN12 | WT74-02-GN12-Office | Waite | WT | WT74 | Waite Building | 02 | Ground Floor | GN12 | 141 | School of Agriculture, Food and Wine | 141 | School of Agriculture, Food and Wine | 22.37 | Office | 1 | Office Space Group | 101 | Office - Academic Staff |  | Adequate | 2,042.68 | NO
Waite_WT74-Waite Building_Ground Floor_GN13 _ Office - Post Doct. | WT-WT74-02-GN13 | WT74-02-GN13-Office - Post Doct. | Waite | WT | WT74 | Waite Building | 02 | Ground Floor | GN13 | 141 | School of Agriculture, Food and Wine | 141 | School of Agriculture, Food and Wine | 18.72 | Office - Post Doct. | 1 | Office Space Group | 103 | Office - Research Students |  | Adequate | 1,709.39 | NO
Waite_WT74-Waite Building_Ground Floor_GN14 _ Laboratory | WT-WT74-02-GN14 | WT74-02-GN14-Laboratory | Waite | WT | WT74 | Waite Building | 02 | Ground Floor | GN14 | 141 | School of Agriculture, Food and Wine | 141 | School of Agriculture, Food and Wine | 8.4 | Laboratory | 3 | Specialist Teaching or Research Space Group | 300 | Laboratory - Specialist teaching and research - type not defined |  | Adequate | 1,020.15 | NO
Waite_WT74-Waite Building_Ground Floor_GN14A _ Cold Room | WT-WT74-02-GN14A | WT74-02-GN14A-Cold Room | Waite | WT | WT74 | Waite Building | 02 | Ground Floor | GN14A | 141 | School of Agriculture, Food and Wine | 141 | School of Agriculture, Food and Wine | 11.24 | Cold Room | 4 | Ancillary Area Space Group | 405 | Ancillary Area - Constant Temperature/ Freezer/Cold/Warm Rooms |  | Adequate | 903.20 | NO
Waite_WT74-Waite Building_Ground Floor_GN15 _ Research Laboratory (RRS) | WT-WT74-02-GN15 | WT74-02-GN15-Research Laboratory (RRS) | Waite | WT | WT74 | Waite Building | 02 | Ground Floor | GN15 | 141 | School of Agriculture, Food and Wine | 141 | School of Agriculture, Food and Wine | 139.42 | Research Laboratory (RRS) | 3 | Specialist Teaching or Research Space Group | 312 | Laboratory - Research Only |  | Adequate | 16,932.13 | NO
Waite_WT74-Waite Building_Ground Floor_GN16 _ WC - M | WT-WT74-02-GN16 | WT74-02-GN16-WC - M | Waite | WT | WT74 | Waite Building | 02 | Ground Floor | GN16 | 99939 | Unusable Spaces | 99939 | Unusable Spaces | 11.7 | WC - M | 8 | Non Useable Floor Area Space Group | 821 | Non-usable - Toilets/Amenities - Male |  | Unknown | 0.00 | NO
Waite_WT74-Waite Building_Ground Floor_GN16A _ Store | WT-WT74-02-GN16A | WT74-02-GN16A-Store | Waite | WT | WT74 | Waite Building | 02 | Ground Floor | GN16A | 141 | School of Agriculture, Food and Wine | 141 | School of Agriculture, Food and Wine | 4.27 | Store | 4 | Ancillary Area Space Group | 419 | Ancillary Area - Store Room - Generic |  | Adequate | 343.12 | NO
Waite_WT74-Waite Building_Ground Floor_GN16B _ WC - M | WT-WT74-02-GN16B | WT74-02-GN16B-WC - M | Waite | WT | WT74 | Waite Building | 02 | Ground Floor | GN16B | 99939 | Unusable Spaces | 99939 | Unusable Spaces | 6.58 | WC - M | 8 | Non Useable Floor Area Space Group | 821 | Non-usable - Toilets/Amenities - Male |  | Unknown | 0.00 | NO
Waite_WT74-Waite Building_Ground Floor_GN17 _ Meeting | WT-WT74-02-GN17 | WT74-02-GN17-Meeting | Waite | WT | WT74 | Waite Building | 02 | Ground Floor | GN17 | 141 | School of Agriculture, Food and Wine | 141 | School of Agriculture, Food and Wine | 28.3 | Meeting | 6 | General Facility Space Group | 601 | General Facility - Committee/Conference/Meeting room |  | Adequate | 2,894.27 | NO
Waite_WT74-Waite Building_Ground Floor_GN18 _ Laboratory | WT-WT74-02-GN18 | WT74-02-GN18-Laboratory | Waite | WT | WT74 | Waite Building | 02 | Ground Floor | GN18 | 141 | School of Agriculture, Food and Wine | 141 | School of Agriculture, Food and Wine | 45.32 | Laboratory | 3 | Specialist Teaching or Research Space Group | 312 | Laboratory - Research Only |  | Adequate | 5,503.97 | NO
Waite_WT74-Waite Building_Ground Floor_GN19A _ Laboratory | WT-WT74-02-GN19A | WT74-02-GN19A-Laboratory | Waite | WT | WT74 | Waite Building | 02 | Ground Floor | GN19A | 141 | School of Agriculture, Food and Wine | 141 | School of Agriculture, Food and Wine | 9.79 | Laboratory | 3 | Specialist Teaching or Research Space Group | 312 | Laboratory - Research Only |  | Adequate |  | NO
Waite_WT74-Waite Building_Ground Floor_GN20 _ Office | WT-WT74-02-GN20 | WT74-02-GN20-Office | Waite | WT | WT74 | Waite Building | 02 | Ground Floor | GN20 | 141 | School of Agriculture, Food and Wine | 141 | School of Agriculture, Food and Wine | 22.4 | Office | 1 | Office Space Group | 101 | Office - Academic Staff |  | Adequate | 2,045.42 | NO
Waite_WT74-Waite Building_Ground Floor_GN21 _ Office - General | WT-WT74-02-GN21 | WT74-02-GN21-Office - General | Waite | WT | WT74 | Waite Building | 02 | Ground Floor | GN21 | 141 | School of Agriculture, Food and Wine | 141 | School of Agriculture, Food and Wine | 21.12 | Office - General | 1 | Office Space Group | 108 | Office - Professional/General Staff |  | Adequate | 1,928.54 | NO
Waite_WT74-Waite Building_Ground Floor_GN22A _ Office | WT-WT74-02-GN22A | WT74-02-GN22A-Office | Waite | WT | WT74 | Waite Building | 02 | Ground Floor | GN22A | 141 | School of Agriculture, Food and Wine | 141 | School of Agriculture, Food and Wine | 26.74 | Office | 1 | Office Space Group | 101 | Office - Academic Staff |  | Adequate | 2,441.72 | NO
Waite_WT74-Waite Building_Ground Floor_GN22C _ Office | WT-WT74-02-GN22C | WT74-02-GN22C-Office | Waite | WT | WT74 | Waite Building | 02 | Ground Floor | GN22C | 141 | School of Agriculture, Food and Wine | 141 | School of Agriculture, Food and Wine | 5.07 | Office | 1 | Office Space Group | 101 | Office - Academic Staff |  | Adequate | 462.96 | NO
Waite_WT74-Waite Building_Ground Floor_GS00 _ Stair | WT-WT74-02-GS00 | WT74-02-GS00-Stair | Waite | WT | WT74 | Waite Building | 02 | Ground Floor | GS00 | 99939 | Unusable Spaces | 99939 | Unusable Spaces | 17 | Stair | 8 | Non Useable Floor Area Space Group | 805 | Non-usable - Circulation space |  | Unknown | 0.00 | NO
Waite_WT74-Waite Building_Ground Floor_GS01 _ Corr. | WT-WT74-02-GS01 | WT74-02-GS01-Corr. | Waite | WT | WT74 | Waite Building | 02 | Ground Floor | GS01 | 99939 | Unusable Spaces | 99939 | Unusable Spaces | 81.29 | Corr. | 8 | Non Useable Floor Area Space Group | 805 | Non-usable - Circulation space |  | Unknown | 0.00 | NO
Waite_WT74-Waite Building_Ground Floor_GS01A _ Corr. | WT-WT74-02-GS01A | WT74-02-GS01A-Corr. | Waite | WT | WT74 | Waite Building | 02 | Ground Floor | GS01A | 99939 | Unusable Spaces | 99939 | Unusable Spaces | 0 | Corr. | 8 | Non Useable Floor Area Space Group | 805 | Non-usable - Circulation space |  | Unknown | 0.00 | NO
Waite_WT74-Waite Building_Ground Floor_GS01B _ Corr. [PC2-Cert] | WT-WT74-02-GS01B | WT74-02-GS01B-Corr. [PC2-Cert] | Waite | WT | WT74 | Waite Building | 02 | Ground Floor | GS01B | 99939 | Unusable Spaces | 99939 | Unusable Spaces | 9.23 | Corr. [PC2-Cert] | 8 | Non Useable Floor Area Space Group | 805 | Non-usable - Circulation space | RATED - PC2 | Unknown | 0.00 | NO
Waite_WT74-Waite Building_Ground Floor_GS01C _ Corr. [PC2-Cert] | WT-WT74-02-GS01C | WT74-02-GS01C-Corr. [PC2-Cert] | Waite | WT | WT74 | Waite Building | 02 | Ground Floor | GS01C | 99939 | Unusable Spaces | 99939 | Unusable Spaces | 2.9 | Corr. [PC2-Cert] | 8 | Non Useable Floor Area Space Group | 805 | Non-usable - Circulation space | RATED - PC2 | Unknown | 0.00 | NO
Waite_WT74-Waite Building_Ground Floor_GS01D _ Store | WT-WT74-02-GS01D | WT74-02-GS01D-Store | Waite | WT | WT74 | Waite Building | 02 | Ground Floor | GS01D | 141 | School of Agriculture, Food and Wine | 141 | School of Agriculture, Food and Wine | 0.64 | Store | 4 | Ancillary Area Space Group | 419 | Ancillary Area - Store Room - Generic |  | Adequate | 51.43 | NO
Waite_WT74-Waite Building_Ground Floor_GS01E _ Goods lift | WT-WT74-02-GS01E | WT74-02-GS01E-Goods lift | Waite | WT | WT74 | Waite Building | 02 | Ground Floor | GS01E | 99939 | Unusable Spaces | 99939 | Unusable Spaces | 0.8 | Goods lift | 8 | Non Useable Floor Area Space Group | 838 | Non-usable - Lift |  | Unknown | 0.00 | NO
Waite_WT74-Waite Building_Ground Floor_GS02 _ Office | WT-WT74-02-GS02 | WT74-02-GS02-Office | Waite | WT | WT74 | Waite Building | 02 | Ground Floor | GS02 | 141 | School of Agriculture, Food and Wine | 141 | School of Agriculture, Food and Wine | 22.4 | Office | 1 | Office Space Group | 101 | Office - Academic Staff |  | Adequate | 2,045.42 | NO
Waite_WT74-Waite Building_Ground Floor_GS03 _ Cereal Genetics Laboratory | WT-WT74-02-GS03 | WT74-02-GS03-Cereal Genetics Laboratory | Waite | WT | WT74 | Waite Building | 02 | Ground Floor | GS03 | 141 | School of Agriculture, Food and Wine | 141 | School of Agriculture, Food and Wine | 56.68 | Cereal Genetics Laboratory | 3 | Specialist Teaching or Research Space Group | 312 | Laboratory - Research Only |  | Adequate | 6,883.61 | NO
Waite_WT74-Waite Building_Ground Floor_GS03A _ Study | WT-WT74-02-GS03A | WT74-02-GS03A-Study | Waite | WT | WT74 | Waite Building | 02 | Ground Floor | GS03A | 141 | School of Agriculture, Food and Wine | 141 | School of Agriculture, Food and Wine | 7.17 | Study | 1 | Office Space Group | 101 | Office - Academic Staff |  | Adequate | 654.72 | NO
Waite_WT74-Waite Building_Ground Floor_GS04 _ Laboratory | WT-WT74-02-GS04 | WT74-02-GS04-Laboratory | Waite | WT | WT74 | Waite Building | 02 | Ground Floor | GS04 | 141 | School of Agriculture, Food and Wine | 141 | School of Agriculture, Food and Wine | 29.03 | Laboratory | 3 | Specialist Teaching or Research Space Group | 312 | Laboratory - Research Only |  | Adequate | 3,525.60 | NO
Waite_WT74-Waite Building_Ground Floor_GS04A _ Study | WT-WT74-02-GS04A | WT74-02-GS04A-Study | Waite | WT | WT74 | Waite Building | 02 | Ground Floor | GS04A | 141 | School of Agriculture, Food and Wine | 141 | School of Agriculture, Food and Wine | 4.14 | Study | 1 | Office Space Group | 101 | Office - Academic Staff |  | Adequate | 378.04 | NO
Waite_WT74-Waite Building_Ground Floor_GS05 _ WC - U - Access (RH) | WT-WT74-02-GS05 | WT74-02-GS05-WC - U - Access (RH) | Waite | WT | WT74 | Waite Building | 02 | Ground Floor | GS05 | 99939 | Unusable Spaces | 99939 | Unusable Spaces | 10.3 | WC - U - Access (RH) | 8 | Non Useable Floor Area Space Group | 818 | Non-usable - Toilets/Amenities - Unisex Accessible |  | Unknown | 0.00 | NO
Waite_WT74-Waite Building_Ground Floor_GS06 _ Media Prep Laboratory | WT-WT74-02-GS06 | WT74-02-GS06-Media Prep Laboratory | Waite | WT | WT74 | Waite Building | 02 | Ground Floor | GS06 | 141 | School of Agriculture, Food and Wine | 141 | School of Agriculture, Food and Wine | 23.18 | Media Prep Laboratory | 4 | Ancillary Area Space Group | 401 | Ancillary Area - Laboratory Service and Preparation |  | Adequate | 1,862.65 | NO
Waite_WT74-Waite Building_Ground Floor_GS07 _ Corr. | WT-WT74-02-GS07 | WT74-02-GS07-Corr. | Waite | WT | WT74 | Waite Building | 02 | Ground Floor | GS07 | 99939 | Unusable Spaces | 99939 | Unusable Spaces | 2.51 | Corr. | 8 | Non Useable Floor Area Space Group | 805 | Non-usable - Circulation space |  | Unknown | 0.00 | NO
Waite_WT74-Waite Building_Ground Floor_GS07A _ WC - M | WT-WT74-02-GS07A | WT74-02-GS07A-WC - M | Waite | WT | WT74 | Waite Building | 02 | Ground Floor | GS07A | 99939 | Unusable Spaces | 99939 | Unusable Spaces | 15.68 | WC - M | 8 | Non Useable Floor Area Space Group | 821 | Non-usable - Toilets/Amenities - Male |  | Unknown | 0.00 | NO
Waite_WT74-Waite Building_Ground Floor_GS08 _ Laboratory | WT-WT74-02-GS08 | WT74-02-GS08-Laboratory | Waite | WT | WT74 | Waite Building | 02 | Ground Floor | GS08 | 141 | School of Agriculture, Food and Wine | 141 | School of Agriculture, Food and Wine | 26.38 | Laboratory | 3 | Specialist Teaching or Research Space Group | 300 | Laboratory - Specialist teaching and research - type not defined |  | Adequate | 3,203.77 | NO
Waite_WT74-Waite Building_Ground Floor_GS09 _ Growth Room [PC2-Cert] | WT-WT74-02-GS09 | WT74-02-GS09-Growth Room [PC2-Cert] | Waite | WT | WT74 | Waite Building | 02 | Ground Floor | GS09 | 141 | School of Agriculture, Food and Wine | 141 | School of Agriculture, Food and Wine | 33.47 | Growth Room [PC2-Cert] | 4 | Ancillary Area Space Group | 405 | Ancillary Area - Constant Temperature/ Freezer/Cold/Warm Rooms | RATED - PC2 | Adequate | 2,689.51 | NO
Waite_WT74-Waite Building_Ground Floor_GS10 _ Laboratory [PC2-Cert] | WT-WT74-02-GS10 | WT74-02-GS10-Laboratory [PC2-Cert] | Waite | WT | WT74 | Waite Building | 02 | Ground Floor | GS10 | 141 | School of Agriculture, Food and Wine | 141 | School of Agriculture, Food and Wine | 98.45 | Laboratory [PC2-Cert] | 3 | Specialist Teaching or Research Space Group | 300 | Laboratory - Specialist teaching and research - type not defined | RATED - PC2 | Adequate | 11,956.45 | NO
Waite_WT74-Waite Building_Ground Floor_GS11 _ Laboratory | WT-WT74-02-GS11 | WT74-02-GS11-Laboratory | Waite | WT | WT74 | Waite Building | 02 | Ground Floor | GS11 | 141 | School of Agriculture, Food and Wine | 141 | School of Agriculture, Food and Wine | 74.13 | Laboratory | 3 | Specialist Teaching or Research Space Group | 300 | Laboratory - Specialist teaching and research - type not defined |  | Adequate | 9,002.86 | NO
Waite_WT74-Waite Building_Ground Floor_GS12 _ Office | WT-WT74-02-GS12 | WT74-02-GS12-Office | Waite | WT | WT74 | Waite Building | 02 | Ground Floor | GS12 | 141 | School of Agriculture, Food and Wine | 141 | School of Agriculture, Food and Wine | 12.25 | Office | 1 | Office Space Group | 101 | Office - Academic Staff |  | Adequate | 1,118.59 | NO
Waite_WT74-Waite Building_Ground Floor_GS13 _ Micros Room | WT-WT74-02-GS13 | WT74-02-GS13-Micros Room | Waite | WT | WT74 | Waite Building | 02 | Ground Floor | GS13 | 141 | School of Agriculture, Food and Wine | 141 | School of Agriculture, Food and Wine | 17.5 | Micros Room | 4 | Ancillary Area Space Group | 401 | Ancillary Area - Laboratory Service and Preparation |  | Adequate | 1,406.23 | NO
Waite_WT74-Waite Building_Ground Floor_GS14 _ Growth Room | WT-WT74-02-GS14 | WT74-02-GS14-Growth Room | Waite | WT | WT74 | Waite Building | 02 | Ground Floor | GS14 | 141 | School of Agriculture, Food and Wine | 141 | School of Agriculture, Food and Wine | 21.42 | Growth Room | 4 | Ancillary Area Space Group | 405 | Ancillary Area - Constant Temperature/ Freezer/Cold/Warm Rooms |  | Adequate | 1,721.22 | NO
Waite_WT74-Waite Building_Ground Floor_GS19 _ Plant Science | WT-WT74-02-GS19 | WT74-02-GS19-Plant Science | Waite | WT | WT74 | Waite Building | 02 | Ground Floor | GS19 | 141 | School of Agriculture, Food and Wine | 141 | School of Agriculture, Food and Wine | 61.34 | Plant Science | 3 | Specialist Teaching or Research Space Group | 300 | Laboratory - Specialist teaching and research - type not defined |  | Adequate | 7,449.55 | NO
Waite_WT74-Waite Building_Ground Floor_GS20 _ Office - Student | WT-WT74-02-GS20 | WT74-02-GS20-Office - Student | Waite | WT | WT74 | Waite Building | 02 | Ground Floor | GS20 | 141 | School of Agriculture, Food and Wine | 141 | School of Agriculture, Food and Wine | 15.25 | Office - Student | 1 | Office Space Group | 103 | Office - Research Students |  | Adequate | 1,392.53 | NO
Waite_WT74-Waite Building_Ground Floor_GS21 _ Office | WT-WT74-02-GS21 | WT74-02-GS21-Office | Waite | WT | WT74 | Waite Building | 02 | Ground Floor | GS21 | 141 | School of Agriculture, Food and Wine | 141 | School of Agriculture, Food and Wine | 13.02 | Office | 1 | Office Space Group | 101 | Office - Academic Staff |  | Adequate | 1,188.90 | NO
Waite_WT74-Waite Building_Ground Floor_GS22 _ Corr. | WT-WT74-02-GS22 | WT74-02-GS22-Corr. | Waite | WT | WT74 | Waite Building | 02 | Ground Floor | GS22 | 141 | School of Agriculture, Food and Wine | 141 | School of Agriculture, Food and Wine | 26.75 | Corr. | 8 | Non Useable Floor Area Space Group | 805 | Non-usable - Circulation space |  | Adequate | 0.00 | NO
Waite_WT74-Waite Building_Ground Floor_GS22A _ Office | WT-WT74-02-GS22A | WT74-02-GS22A-Office | Waite | WT | WT74 | Waite Building | 02 | Ground Floor | GS22A | 141 | School of Agriculture, Food and Wine | 141 | School of Agriculture, Food and Wine | 9.14 | Office | 1 | Office Space Group | 101 | Office - Academic Staff |  | Adequate | 834.61 | NO
Waite_WT74-Waite Building_Ground Floor_GS22B _ Office | WT-WT74-02-GS22B | WT74-02-GS22B-Office | Waite | WT | WT74 | Waite Building | 02 | Ground Floor | GS22B | 141 | School of Agriculture, Food and Wine | 141 | School of Agriculture, Food and Wine | 9.01 | Office | 1 | Office Space Group | 101 | Office - Academic Staff |  | Adequate | 822.73 | NO
Waite_WT74-Waite Building_Ground Floor_GS22C _ Office | WT-WT74-02-GS22C | WT74-02-GS22C-Office | Waite | WT | WT74 | Waite Building | 02 | Ground Floor | GS22C | 141 | School of Agriculture, Food and Wine | 141 | School of Agriculture, Food and Wine | 9.14 | Office | 1 | Office Space Group | 101 | Office - Academic Staff |  | Adequate | 834.61 | NO
Waite_WT74-Waite Building_Ground Floor_GS23 _ Office | WT-WT74-02-GS23 | WT74-02-GS23-Office | Waite | WT | WT74 | Waite Building | 02 | Ground Floor | GS23 | 141 | School of Agriculture, Food and Wine | 141 | School of Agriculture, Food and Wine | 23.14 | Office | 1 | Office Space Group | 101 | Office - Academic Staff |  | Adequate | 2,112.99 | NO
Waite_WT74-Waite Building_Ground Floor_GS24 _ Laboratory | WT-WT74-02-GS24 | WT74-02-GS24-Laboratory | Waite | WT | WT74 | Waite Building | 02 | Ground Floor | GS24 | 141 | School of Agriculture, Food and Wine | 141 | School of Agriculture, Food and Wine | 54.76 | Laboratory | 3 | Specialist Teaching or Research Space Group | 300 | Laboratory - Specialist teaching and research - type not defined |  | Adequate | 6,650.43 | NO
Waite_WT74-Waite Building_Ground Floor_GS25 _ Office | WT-WT74-02-GS25 | WT74-02-GS25-Office | Waite | WT | WT74 | Waite Building | 02 | Ground Floor | GS25 | 141 | School of Agriculture, Food and Wine | 141 | School of Agriculture, Food and Wine | 8.37 | Office | 1 | Office Space Group | 101 | Office - Academic Staff |  | Adequate | 764.29 | NO
Waite_WT74-Waite Building_Ground Floor_GS25A _ Office | WT-WT74-02-GS25A | WT74-02-GS25A-Office | Waite | WT | WT74 | Waite Building | 02 | Ground Floor | GS25A | 141 | School of Agriculture, Food and Wine | 141 | School of Agriculture, Food and Wine | 20.74 | Office | 1 | Office Space Group | 101 | Office - Academic Staff |  | Adequate | 1,893.84 | NO
Waite_WT74-Waite Building_First Floor_E100 _ Stair | WT-WT74-03-E100 | WT74-03-E100-Stair | Waite | WT | WT74 | Waite Building | 03 | First Floor | E100 | 99939 | Unusable Spaces | 99939 | Unusable Spaces | 13.6 | Stair | 8 | Non Useable Floor Area Space Group | 805 | Non-usable - Circulation space |  | Unknown | 0.00 | NO
Waite_WT74-Waite Building_First Floor_E100A _ Corr. | WT-WT74-03-E100A | WT74-03-E100A-Corr. | Waite | WT | WT74 | Waite Building | 03 | First Floor | E100A | 99939 | Unusable Spaces | 99939 | Unusable Spaces | 49.57 | Corr. | 8 | Non Useable Floor Area Space Group | 805 | Non-usable - Circulation space |  | Unknown | 0.00 | NO
Waite_WT74-Waite Building_First Floor_E100B _ Cleaners | WT-WT74-03-E100B | WT74-03-E100B-Cleaners | Waite | WT | WT74 | Waite Building | 03 | First Floor | E100B | 99939 | Unusable Spaces | 99939 | Unusable Spaces | 2.14 | Cleaners | 8 | Non Useable Floor Area Space Group | 806 | Non-usable - Cleaners room |  | Unknown | 0.00 | NO
Waite_WT74-Waite Building_First Floor_E101 _ Corr. | WT-WT74-03-E101 | WT74-03-E101-Corr. | Waite | WT | WT74 | Waite Building | 03 | First Floor | E101 | 99939 | Unusable Spaces | 99939 | Unusable Spaces | 45.37 | Corr. | 8 | Non Useable Floor Area Space Group | 805 | Non-usable - Circulation space |  | Unknown | 0.00 | NO
Waite_WT74-Waite Building_First Floor_E101A _ Corr. | WT-WT74-03-E101A | WT74-03-E101A-Corr. | Waite | WT | WT74 | Waite Building | 03 | First Floor | E101A | 99107 | State - SARDI / PIRSA | 859 | Infrastructure | 22.08 | Corr. | 8 | Non Useable Floor Area Space Group | 805 | Non-usable - Circulation space |  | Adequate | 0.00 | NO
Waite_WT74-Waite Building_First Floor_E101B _ Landing | WT-WT74-03-E101B | WT74-03-E101B-Landing | Waite | WT | WT74 | Waite Building | 03 | First Floor | E101B | 99939 | Unusable Spaces | 99939 | Unusable Spaces | 6.57 | Landing | 8 | Non Useable Floor Area Space Group | 805 | Non-usable - Circulation space |  | Unknown | 0.00 | NO
Waite_WT74-Waite Building_First Floor_E101C _ Corr. | WT-WT74-03-E101C | WT74-03-E101C-Corr. | Waite | WT | WT74 | Waite Building | 03 | First Floor | E101C | 99107 | State - SARDI / PIRSA | 859 | Infrastructure | 16.45 | Corr. | 8 | Non Useable Floor Area Space Group | 805 | Non-usable - Circulation space |  | Adequate | 0.00 | NO
Waite_WT74-Waite Building_First Floor_E101D _ Stair | WT-WT74-03-E101D | WT74-03-E101D-Stair | Waite | WT | WT74 | Waite Building | 03 | First Floor | E101D | 99939 | Unusable Spaces | 99939 | Unusable Spaces | 7.91 | Stair | 8 | Non Useable Floor Area Space Group | 805 | Non-usable - Circulation space |  | Adequate | 0.00 | NO
Waite_WT74-Waite Building_First Floor_E101E _ Goods lift | WT-WT74-03-E101E | WT74-03-E101E-Goods lift | Waite | WT | WT74 | Waite Building | 03 | First Floor | E101E | 99939 | Unusable Spaces | 99939 | Unusable Spaces | 4.08 | Goods lift | 8 | Non Useable Floor Area Space Group | 838 | Non-usable - Lift |  | Unknown | 0.00 | NO
Waite_WT74-Waite Building_First Floor_E102 _ WC - M | WT-WT74-03-E102 | WT74-03-E102-WC - M | Waite | WT | WT74 | Waite Building | 03 | First Floor | E102 | 99939 | Unusable Spaces | 99939 | Unusable Spaces | 25.96 | WC - M | 8 | Non Useable Floor Area Space Group | 821 | Non-usable - Toilets/Amenities - Male |  | Unknown | 0.00 | NO
Waite_WT74-Waite Building_First Floor_E103 _ Laboratory | WT-WT74-03-E103 | WT74-03-E103-Laboratory | Waite | WT | WT74 | Waite Building | 03 | First Floor | E103 | 141 | School of Agriculture, Food and Wine | 141 | School of Agriculture, Food and Wine | 16.37 | Laboratory | 3 | Specialist Teaching or Research Space Group | 300 | Laboratory - Specialist teaching and research - type not defined |  | Adequate | 1,988.09 | NO
Waite_WT74-Waite Building_First Floor_E104 _ Office | WT-WT74-03-E104 | WT74-03-E104-Office | Waite | WT | WT74 | Waite Building | 03 | First Floor | E104 | 99107 | State - SARDI / PIRSA | 859 | Infrastructure | 16.36 | Office | 1 | Office Space Group | 101 | Office - Academic Staff |  | Adequate | 1,493.89 | NO
Waite_WT74-Waite Building_First Floor_E105 _ Office | WT-WT74-03-E105 | WT74-03-E105-Office | Waite | WT | WT74 | Waite Building | 03 | First Floor | E105 | 141 | School of Agriculture, Food and Wine | 141 | School of Agriculture, Food and Wine | 16.89 | Office | 1 | Office Space Group | 101 | Office - Academic Staff |  | Adequate | 1,542.28 | NO
Waite_WT74-Waite Building_First Floor_E106 _ Office | WT-WT74-03-E106 | WT74-03-E106-Office | Waite | WT | WT74 | Waite Building | 03 | First Floor | E106 | 141 | School of Agriculture, Food and Wine | 141 | School of Agriculture, Food and Wine | 15.61 | Office | 1 | Office Space Group | 101 | Office - Academic Staff |  | Adequate | 1,425.40 | NO
Waite_WT74-Waite Building_First Floor_E107 _ Cold Room | WT-WT74-03-E107 | WT74-03-E107-Cold Room | Waite | WT | WT74 | Waite Building | 03 | First Floor | E107 | 99107 | State - SARDI / PIRSA | 859 | Infrastructure | 19.28 | Cold Room | 4 | Ancillary Area Space Group | 405 | Ancillary Area - Constant Temperature/ Freezer/Cold/Warm Rooms |  | Adequate | 1,549.26 | NO
Waite_WT74-Waite Building_First Floor_E108 _ Plantroom | WT-WT74-03-E108 | WT74-03-E108-Plantroom | Waite | WT | WT74 | Waite Building | 03 | First Floor | E108 | 99107 | State - SARDI / PIRSA | 859 | Infrastructure | 5.67 | Plantroom | 8 | Non Useable Floor Area Space Group | 811 | Non-usable - Plant room other |  | Adequate | 0.00 | NO
Waite_WT74-Waite Building_First Floor_E109 _ Const.Temp. Room | WT-WT74-03-E109 | WT74-03-E109-Const.Temp. Room | Waite | WT | WT74 | Waite Building | 03 | First Floor | E109 | 99107 | State - SARDI / PIRSA | 859 | Infrastructure | 5.37 | Const.Temp. Room | 4 | Ancillary Area Space Group | 405 | Ancillary Area - Constant Temperature/ Freezer/Cold/Warm Rooms |  | Adequate | 431.51 | NO
Waite_WT74-Waite Building_First Floor_E109A _ Const.Temp. Room | WT-WT74-03-E109A | WT74-03-E109A-Const.Temp. Room | Waite | WT | WT74 | Waite Building | 03 | First Floor | E109A | 99107 | State - SARDI / PIRSA | 859 | Infrastructure | 3.43 | Const.Temp. Room | 4 | Ancillary Area Space Group | 405 | Ancillary Area - Constant Temperature/ Freezer/Cold/Warm Rooms |  | Adequate | 275.62 | NO
Waite_WT74-Waite Building_First Floor_E109B _ Const.Temp. Room | WT-WT74-03-E109B | WT74-03-E109B-Const.Temp. Room | Waite | WT | WT74 | Waite Building | 03 | First Floor | E109B | 99107 | State - SARDI / PIRSA | 859 | Infrastructure | 4.54 | Const.Temp. Room | 4 | Ancillary Area Space Group | 405 | Ancillary Area - Constant Temperature/ Freezer/Cold/Warm Rooms |  | Adequate | 364.82 | NO
Waite_WT74-Waite Building_First Floor_E109C _ Const.Temp. Room | WT-WT74-03-E109C | WT74-03-E109C-Const.Temp. Room | Waite | WT | WT74 | Waite Building | 03 | First Floor | E109C | 99107 | State - SARDI / PIRSA | 859 | Infrastructure | 4.49 | Const.Temp. Room | 4 | Ancillary Area Space Group | 405 | Ancillary Area - Constant Temperature/ Freezer/Cold/Warm Rooms |  | Adequate | 360.80 | NO
Waite_WT74-Waite Building_First Floor_E109D _ Const.Temp. Room | WT-WT74-03-E109D | WT74-03-E109D-Const.Temp. Room | Waite | WT | WT74 | Waite Building | 03 | First Floor | E109D | 99107 | State - SARDI / PIRSA | 859 | Infrastructure | 3.31 | Const.Temp. Room | 4 | Ancillary Area Space Group | 405 | Ancillary Area - Constant Temperature/ Freezer/Cold/Warm Rooms |  | Adequate | 265.98 | NO
Waite_WT74-Waite Building_First Floor_E110 _ Laboratory | WT-WT74-03-E110 | WT74-03-E110-Laboratory | Waite | WT | WT74 | Waite Building | 03 | First Floor | E110 | 99107 | State - SARDI / PIRSA | 859 | Infrastructure | 55.84 | Laboratory | 3 | Specialist Teaching or Research Space Group | 300 | Laboratory - Specialist teaching and research - type not defined |  | Adequate | 6,781.59 | NO
Waite_WT74-Waite Building_First Floor_E110A _ Office | WT-WT74-03-E110A | WT74-03-E110A-Office | Waite | WT | WT74 | Waite Building | 03 | First Floor | E110A | 99107 | State - SARDI / PIRSA | 859 | Infrastructure | 10.76 | Office | 1 | Office Space Group | 101 | Office - Academic Staff |  | Adequate | 982.53 | NO
Waite_WT74-Waite Building_First Floor_E110B _ Office | WT-WT74-03-E110B | WT74-03-E110B-Office | Waite | WT | WT74 | Waite Building | 03 | First Floor | E110B | 99107 | State - SARDI / PIRSA | 859 | Infrastructure | 12.75 | Office | 1 | Office Space Group | 101 | Office - Academic Staff |  | Adequate | 1,164.25 | NO
Waite_WT74-Waite Building_First Floor_E110C _ Office | WT-WT74-03-E110C | WT74-03-E110C-Office | Waite | WT | WT74 | Waite Building | 03 | First Floor | E110C | 99107 | State - SARDI / PIRSA | 859 | Infrastructure | 11.11 | Office | 1 | Office Space Group | 101 | Office - Academic Staff |  | Adequate | 1,014.49 | NO
Waite_WT74-Waite Building_First Floor_E111 _ Laboratory | WT-WT74-03-E111 | WT74-03-E111-Laboratory | Waite | WT | WT74 | Waite Building | 03 | First Floor | E111 | 99107 | State - SARDI / PIRSA | 859 | Infrastructure | 16.52 | Laboratory | 3 | Specialist Teaching or Research Space Group | 300 | Laboratory - Specialist teaching and research - type not defined |  | Adequate | 2,006.30 | NO
Waite_WT74-Waite Building_First Floor_E112 _ Laboratory | WT-WT74-03-E112 | WT74-03-E112-Laboratory | Waite | WT | WT74 | Waite Building | 03 | First Floor | E112 | 99107 | State - SARDI / PIRSA | 859 | Infrastructure | 38.07 | Laboratory | 3 | Specialist Teaching or Research Space Group | 300 | Laboratory - Specialist teaching and research - type not defined |  | Adequate | 4,623.48 | NO
Waite_WT74-Waite Building_First Floor_E112A _ Office | WT-WT74-03-E112A | WT74-03-E112A-Office | Waite | WT | WT74 | Waite Building | 03 | First Floor | E112A | 99107 | State - SARDI / PIRSA | 859 | Infrastructure | 13.59 | Office | 1 | Office Space Group | 101 | Office - Academic Staff |  | Adequate | 1,240.95 | NO
Waite_WT74-Waite Building_First Floor_E112B _ Office | WT-WT74-03-E112B | WT74-03-E112B-Office | Waite | WT | WT74 | Waite Building | 03 | First Floor | E112B | 99107 | State - SARDI / PIRSA | 859 | Infrastructure | 9.66 | Office | 1 | Office Space Group | 101 | Office - Academic Staff |  | Adequate | 882.09 | NO
Waite_WT74-Waite Building_First Floor_E113 _ Laboratory | WT-WT74-03-E113 | WT74-03-E113-Laboratory | Waite | WT | WT74 | Waite Building | 03 | First Floor | E113 | 99107 | State - SARDI / PIRSA | 859 | Infrastructure | 81.06 | Laboratory | 3 | Specialist Teaching or Research Space Group | 300 | Laboratory - Specialist teaching and research - type not defined |  | Adequate | 9,844.49 | NO
Waite_WT74-Waite Building_First Floor_E113A _ EEC Collection | WT-WT74-03-E113A | WT74-03-E113A-EEC Collection | Waite | WT | WT74 | Waite Building | 03 | First Floor | E113A | 99107 | State - SARDI / PIRSA | 859 | Infrastructure | 17.41 | EEC Collection | 3 | Specialist Teaching or Research Space Group | 300 | Laboratory - Specialist teaching and research - type not defined |  | Adequate | 2,114.39 | NO
Waite_WT74-Waite Building_First Floor_E114 _ Workroom | WT-WT74-03-E114 | WT74-03-E114-Workroom | Waite | WT | WT74 | Waite Building | 03 | First Floor | E114 | 99107 | State - SARDI / PIRSA | 859 | Infrastructure | 35.92 | Workroom | 6 | General Facility Space Group | 600 | General Facility - Specific type not defined |  | Adequate | 3,673.58 | NO
Waite_WT74-Waite Building_First Floor_E114A _ Office | WT-WT74-03-E114A | WT74-03-E114A-Office | Waite | WT | WT74 | Waite Building | 03 | First Floor | E114A | 99107 | State - SARDI / PIRSA | 859 | Infrastructure | 8.91 | Office | 1 | Office Space Group | 101 | Office - Academic Staff |  | Adequate | 813.60 | NO
Waite_WT74-Waite Building_First Floor_E114B _ Office | WT-WT74-03-E114B | WT74-03-E114B-Office | Waite | WT | WT74 | Waite Building | 03 | First Floor | E114B | 99107 | State - SARDI / PIRSA | 859 | Infrastructure | 12.64 | Office | 1 | Office Space Group | 101 | Office - Academic Staff |  | Adequate | 1,154.20 | NO
Waite_WT74-Waite Building_First Floor_E115 _ Laboratory | WT-WT74-03-E115 | WT74-03-E115-Laboratory | Waite | WT | WT74 | Waite Building | 03 | First Floor | E115 | 99107 | State - SARDI / PIRSA | 859 | Infrastructure | 39.69 | Laboratory | 3 | Specialist Teaching or Research Space Group | 300 | Laboratory - Specialist teaching and research - type not defined |  | Adequate | 4,820.23 | NO
Waite_WT74-Waite Building_First Floor_E115A _ Office | WT-WT74-03-E115A | WT74-03-E115A-Office | Waite | WT | WT74 | Waite Building | 03 | First Floor | E115A | 99107 | State - SARDI / PIRSA | 859 | Infrastructure | 11.62 | Office | 1 | Office Space Group | 101 | Office - Academic Staff |  | Adequate | 1,061.06 | NO
Waite_WT74-Waite Building_First Floor_E115B _ Office | WT-WT74-03-E115B | WT74-03-E115B-Office | Waite | WT | WT74 | Waite Building | 03 | First Floor | E115B | 99107 | State - SARDI / PIRSA | 859 | Infrastructure | 13.65 | Office | 1 | Office Space Group | 101 | Office - Academic Staff |  | Adequate | 1,246.43 | NO
Waite_WT74-Waite Building_First Floor_E291A _ DB | WT-WT74-03-E291A | WT74-03-E291A-DB | Waite | WT | WT74 | Waite Building | 03 | First Floor | E291A | 99939 | Unusable Spaces | 99939 | Unusable Spaces | 0.66 | DB | 8 | Non Useable Floor Area Space Group | 811 | Non-usable - Plant room other |  | Unknown | 0.00 | NO
Waite_WT74-Waite Building_First Floor_N101 _ Corr. | WT-WT74-03-N101 | WT74-03-N101-Corr. | Waite | WT | WT74 | Waite Building | 03 | First Floor | N101 | 99939 | Unusable Spaces | 99939 | Unusable Spaces | 55.38 | Corr. | 8 | Non Useable Floor Area Space Group | 805 | Non-usable - Circulation space |  | Unknown | 0.00 | NO
Waite_WT74-Waite Building_First Floor_N101A _ Corr. | WT-WT74-03-N101A | WT74-03-N101A-Corr. | Waite | WT | WT74 | Waite Building | 03 | First Floor | N101A | 99939 | Unusable Spaces | 99939 | Unusable Spaces | 28.2 | Corr. | 8 | Non Useable Floor Area Space Group | 805 | Non-usable - Circulation space |  | Unknown | 0.00 | NO
Waite_WT74-Waite Building_First Floor_N101B _ Goods Lift | WT-WT74-03-N101B | WT74-03-N101B-Goods Lift | Waite | WT | WT74 | Waite Building | 03 | First Floor | N101B | 99939 | Unusable Spaces | 99939 | Unusable Spaces | 1.08 | Goods Lift | 8 | Non Useable Floor Area Space Group | 838 | Non-usable - Lift |  | Unknown | 0.00 | NO
Waite_WT74-Waite Building_First Floor_N101C _ Corr. | WT-WT74-03-N101C | WT74-03-N101C-Corr. | Waite | WT | WT74 | Waite Building | 03 | First Floor | N101C | 99939 | Unusable Spaces | 99939 | Unusable Spaces | 4.31 | Corr. | 8 | Non Useable Floor Area Space Group | 805 | Non-usable - Circulation space |  | Unknown | 0.00 | NO
Waite_WT74-Waite Building_First Floor_N101D _ Stair | WT-WT74-03-N101D | WT74-03-N101D-Stair | Waite | WT | WT74 | Waite Building | 03 | First Floor | N101D | 99939 | Unusable Spaces | 99939 | Unusable Spaces | 9.11 | Stair | 8 | Non Useable Floor Area Space Group | 805 | Non-usable - Circulation space |  | Unknown | 0.00 | NO
Waite_WT74-Waite Building_First Floor_N101E _ DB | WT-WT74-03-N101E | WT74-03-N101E-DB | Waite | WT | WT74 | Waite Building | 03 | First Floor | N101E | 99939 | Unusable Spaces | 99939 | Unusable Spaces | 1.96 | DB | 8 | Non Useable Floor Area Space Group | 811 | Non-usable - Plant room other |  | Unknown | 0.00 | NO
Waite_WT74-Waite Building_First Floor_N101F _ VSR | WT-WT74-03-N101F | WT74-03-N101F-VSR | Waite | WT | WT74 | Waite Building | 03 | First Floor | N101F | 99939 | Unusable Spaces | 99939 | Unusable Spaces | 0.66 | VSR | 8 | Non Useable Floor Area Space Group | 840 | Non-usable - Service riser |  | Unknown | 0.00 | NO
Waite_WT74-Waite Building_First Floor_N102 _ Utility | WT-WT74-03-N102 | WT74-03-N102-Utility | Waite | WT | WT74 | Waite Building | 03 | First Floor | N102 | 141 | School of Agriculture, Food and Wine | 141 | School of Agriculture, Food and Wine | 8.48 | Utility | 6 | General Facility Space Group | 603 | General Facility - Resource room |  | Adequate | 867.26 | NO
Waite_WT74-Waite Building_First Floor_N102A _ Office - Post Grad. | WT-WT74-03-N102A | WT74-03-N102A-Office - Post Grad. | Waite | WT | WT74 | Waite Building | 03 | First Floor | N102A | 141 | School of Agriculture, Food and Wine | 141 | School of Agriculture, Food and Wine | 19.07 | Office - Post Grad. | 1 | Office Space Group | 103 | Office - Research Students |  | Adequate | 1,741.35 | NO
Waite_WT74-Waite Building_First Floor_N103 _ Office | WT-WT74-03-N103 | WT74-03-N103-Office | Waite | WT | WT74 | Waite Building | 03 | First Floor | N103 | 141 | School of Agriculture, Food and Wine | 141 | School of Agriculture, Food and Wine | 22.36 | Office | 1 | Office Space Group | 101 | Office - Academic Staff |  | Adequate | 2,041.77 | NO
Waite_WT74-Waite Building_First Floor_N104 _ Laboratory | WT-WT74-03-N104 | WT74-03-N104-Laboratory | Waite | WT | WT74 | Waite Building | 03 | First Floor | N104 | 141 | School of Agriculture, Food and Wine | 141 | School of Agriculture, Food and Wine | 32.5 | Laboratory | 3 | Specialist Teaching or Research Space Group | 300 | Laboratory - Specialist teaching and research - type not defined |  | Adequate | 3,947.02 | NO
Waite_WT74-Waite Building_First Floor_N105 _ Laboratory | WT-WT74-03-N105 | WT74-03-N105-Laboratory | Waite | WT | WT74 | Waite Building | 03 | First Floor | N105 | 141 | School of Agriculture, Food and Wine | 141 | School of Agriculture, Food and Wine | 55.56 | Laboratory | 3 | Specialist Teaching or Research Space Group | 300 | Laboratory - Specialist teaching and research - type not defined |  | Adequate | 6,747.59 | NO
Waite_WT74-Waite Building_First Floor_N106 _ Office | WT-WT74-03-N106 | WT74-03-N106-Office | Waite | WT | WT74 | Waite Building | 03 | First Floor | N106 | 141 | School of Agriculture, Food and Wine | 141 | School of Agriculture, Food and Wine | 22.14 | Office | 1 | Office Space Group | 101 | Office - Academic Staff |  | Adequate | 2,021.68 | NO
Waite_WT74-Waite Building_First Floor_N107 _ Research Laboratory | WT-WT74-03-N107 | WT74-03-N107-Research Laboratory | Waite | WT | WT74 | Waite Building | 03 | First Floor | N107 | 99107 | State - SARDI / PIRSA | 859 | Infrastructure | 87.02 | Research Laboratory | 3 | Specialist Teaching or Research Space Group | 312 | Laboratory - Research Only |  | Adequate | 10,568.31 | NO
Waite_WT74-Waite Building_First Floor_N107A _ Goods Lift | WT-WT74-03-N107A | WT74-03-N107A-Goods Lift | Waite | WT | WT74 | Waite Building | 03 | First Floor | N107A | 99939 | Unusable Spaces | 99939 | Unusable Spaces | 0.47 | Goods Lift | 8 | Non Useable Floor Area Space Group | 838 | Non-usable - Lift |  | Unknown | 0.00 | NO
Waite_WT74-Waite Building_First Floor_N108 _ Office | WT-WT74-03-N108 | WT74-03-N108-Office | Waite | WT | WT74 | Waite Building | 03 | First Floor | N108 | 99107 | State - SARDI / PIRSA | 859 | Infrastructure | 10.84 | Office | 1 | Office Space Group | 101 | Office - Academic Staff |  | Adequate | 989.84 | NO
Waite_WT74-Waite Building_First Floor_N108A _ Office | WT-WT74-03-N108A | WT74-03-N108A-Office | Waite | WT | WT74 | Waite Building | 03 | First Floor | N108A | 99107 | State - SARDI / PIRSA | 859 | Infrastructure | 8.44 | Office | 1 | Office Space Group | 101 | Office - Academic Staff |  | Adequate | 770.69 | NO
Waite_WT74-Waite Building_First Floor_N109 _ Store | WT-WT74-03-N109 | WT74-03-N109-Store | Waite | WT | WT74 | Waite Building | 03 | First Floor | N109 | 141 | School of Agriculture, Food and Wine | 141 | School of Agriculture, Food and Wine | 2.1 | Store | 4 | Ancillary Area Space Group | 419 | Ancillary Area - Store Room - Generic |  | Adequate | 168.75 | NO
Waite_WT74-Waite Building_First Floor_N109A _ Isotope Laboratory | WT-WT74-03-N109A | WT74-03-N109A-Isotope Laboratory | Waite | WT | WT74 | Waite Building | 03 | First Floor | N109A | 141 | School of Agriculture, Food and Wine | 141 | School of Agriculture, Food and Wine | 19.98 | Isotope Laboratory | 3 | Specialist Teaching or Research Space Group | 312 | Laboratory - Research Only |  | Adequate | 2,426.51 | NO
Waite_WT74-Waite Building_First Floor_N110 _ Office | WT-WT74-03-N110 | WT74-03-N110-Office | Waite | WT | WT74 | Waite Building | 03 | First Floor | N110 | 141 | School of Agriculture, Food and Wine | 141 | School of Agriculture, Food and Wine | 14.02 | Office | 1 | Office Space Group | 101 | Office - Academic Staff |  | Adequate | 1,280.21 | NO
Waite_WT74-Waite Building_First Floor_N110A _ Corr. | WT-WT74-03-N110A | WT74-03-N110A-Corr. | Waite | WT | WT74 | Waite Building | 03 | First Floor | N110A | 141 | School of Agriculture, Food and Wine | 141 | School of Agriculture, Food and Wine | 4.38 | Corr. | 8 | Non Useable Floor Area Space Group | 805 | Non-usable - Circulation space |  | Adequate | 0.00 | NO
Waite_WT74-Waite Building_First Floor_N111 _ Research Laboratory | WT-WT74-03-N111 | WT74-03-N111-Research Laboratory | Waite | WT | WT74 | Waite Building | 03 | First Floor | N111 | 141 | School of Agriculture, Food and Wine | 141 | School of Agriculture, Food and Wine | 19.99 | Research Laboratory | 3 | Specialist Teaching or Research Space Group | 312 | Laboratory - Research Only |  | Adequate | 2,427.72 | NO
Waite_WT74-Waite Building_First Floor_N111A _ Research Laboratory | WT-WT74-03-N111A | WT74-03-N111A-Research Laboratory | Waite | WT | WT74 | Waite Building | 03 | First Floor | N111A | 141 | School of Agriculture, Food and Wine | 141 | School of Agriculture, Food and Wine | 18.8 | Research Laboratory | 3 | Specialist Teaching or Research Space Group | 312 | Laboratory - Research Only |  | Adequate | 2,283.20 | NO
Waite_WT74-Waite Building_First Floor_N112 _ Research Laboratory | WT-WT74-03-N112 | WT74-03-N112-Research Laboratory | Waite | WT | WT74 | Waite Building | 03 | First Floor | N112 | 141 | School of Agriculture, Food and Wine | 141 | School of Agriculture, Food and Wine | 58.47 | Research Laboratory | 3 | Specialist Teaching or Research Space Group | 312 | Laboratory - Research Only |  | Adequate | 7,101.00 | NO
Waite_WT74-Waite Building_First Floor_N112A _ Dark Room | WT-WT74-03-N112A | WT74-03-N112A-Dark Room | Waite | WT | WT74 | Waite Building | 03 | First Floor | N112A | 141 | School of Agriculture, Food and Wine | 141 | School of Agriculture, Food and Wine | 4.27 | Dark Room | 4 | Ancillary Area Space Group | 411 | Ancillary Area - Darkroom |  | Adequate | 343.12 | NO
Waite_WT74-Waite Building_First Floor_N112B _ Research Laboratory | WT-WT74-03-N112B | WT74-03-N112B-Research Laboratory | Waite | WT | WT74 | Waite Building | 03 | First Floor | N112B | 141 | School of Agriculture, Food and Wine | 141 | School of Agriculture, Food and Wine | 89.53 | Research Laboratory | 3 | Specialist Teaching or Research Space Group | 312 | Laboratory - Research Only |  | Adequate | 10,873.14 | NO
Waite_WT74-Waite Building_First Floor_N113 _ Tissue Culture Laboratory | WT-WT74-03-N113 | WT74-03-N113-Tissue Culture Laboratory | Waite | WT | WT74 | Waite Building | 03 | First Floor | N113 | 141 | School of Agriculture, Food and Wine | 141 | School of Agriculture, Food and Wine | 28.3 | Tissue Culture Laboratory | 3 | Specialist Teaching or Research Space Group | 300 | Laboratory - Specialist teaching and research - type not defined |  | Adequate | 3,436.95 | NO
Waite_WT74-Waite Building_First Floor_N114 _ Laboratory | WT-WT74-03-N114 | WT74-03-N114-Laboratory | Waite | WT | WT74 | Waite Building | 03 | First Floor | N114 | 141 | School of Agriculture, Food and Wine | 141 | School of Agriculture, Food and Wine | 47.69 | Laboratory | 3 | Specialist Teaching or Research Space Group | 300 | Laboratory - Specialist teaching and research - type not defined |  | Adequate | 5,791.80 | NO
Waite_WT74-Waite Building_First Floor_N114A _ Study | WT-WT74-03-N114A | WT74-03-N114A-Study | Waite | WT | WT74 | Waite Building | 03 | First Floor | N114A | 141 | School of Agriculture, Food and Wine | 141 | School of Agriculture, Food and Wine | 7.63 | Study | 1 | Office Space Group | 101 | Office - Academic Staff |  | Adequate | 696.72 | NO
Waite_WT74-Waite Building_First Floor_N115 _ Laboratory | WT-WT74-03-N115 | WT74-03-N115-Laboratory | Waite | WT | WT74 | Waite Building | 03 | First Floor | N115 | 141 | School of Agriculture, Food and Wine | 141 | School of Agriculture, Food and Wine | 8.05 | Laboratory | 3 | Specialist Teaching or Research Space Group | 300 | Laboratory - Specialist teaching and research - type not defined |  | Adequate | 977.65 | NO
Waite_WT74-Waite Building_First Floor_N115A _ Laboratory | WT-WT74-03-N115A | WT74-03-N115A-Laboratory | Waite | WT | WT74 | Waite Building | 03 | First Floor | N115A | 141 | School of Agriculture, Food and Wine | 141 | School of Agriculture, Food and Wine | 13.92 | Laboratory | 3 | Specialist Teaching or Research Space Group | 300 | Laboratory - Specialist teaching and research - type not defined |  | Adequate | 1,690.54 | NO
Waite_WT74-Waite Building_First Floor_N116 _ Laboratory | WT-WT74-03-N116 | WT74-03-N116-Laboratory | Waite | WT | WT74 | Waite Building | 03 | First Floor | N116 | 141 | School of Agriculture, Food and Wine | 141 | School of Agriculture, Food and Wine | 37.85 | Laboratory | 3 | Specialist Teaching or Research Space Group | 300 | Laboratory - Specialist teaching and research - type not defined |  | Adequate | 4,596.77 | NO
Waite_WT74-Waite Building_First Floor_N116A _ Prep Room | WT-WT74-03-N116A | WT74-03-N116A-Prep Room | Waite | WT | WT74 | Waite Building | 03 | First Floor | N116A | 141 | School of Agriculture, Food and Wine | 141 | School of Agriculture, Food and Wine | 16.74 | Prep Room | 4 | Ancillary Area Space Group | 401 | Ancillary Area - Laboratory Service and Preparation |  | Adequate | 1,345.16 | NO
Waite_WT74-Waite Building_First Floor_S100 _ Stair | WT-WT74-03-S100 | WT74-03-S100-Stair | Waite | WT | WT74 | Waite Building | 03 | First Floor | S100 | 99939 | Unusable Spaces | 99939 | Unusable Spaces | 10.65 | Stair | 8 | Non Useable Floor Area Space Group | 805 | Non-usable - Circulation space |  | Unknown | 0.00 | NO
Waite_WT74-Waite Building_First Floor_S101 _ Corr. | WT-WT74-03-S101 | WT74-03-S101-Corr. | Waite | WT | WT74 | Waite Building | 03 | First Floor | S101 | 99939 | Unusable Spaces | 99939 | Unusable Spaces | 64.49 | Corr. | 8 | Non Useable Floor Area Space Group | 805 | Non-usable - Circulation space |  | Unknown | 0.00 | NO
Waite_WT74-Waite Building_First Floor_S101A _ Corr. | WT-WT74-03-S101A | WT74-03-S101A-Corr. | Waite | WT | WT74 | Waite Building | 03 | First Floor | S101A | 99939 | Unusable Spaces | 99939 | Unusable Spaces | 26.58 | Corr. | 8 | Non Useable Floor Area Space Group | 805 | Non-usable - Circulation space |  | Unknown | 0.00 | NO
Waite_WT74-Waite Building_First Floor_S101B _ Corr. | WT-WT74-03-S101B | WT74-03-S101B-Corr. | Waite | WT | WT74 | Waite Building | 03 | First Floor | S101B | 99939 | Unusable Spaces | 99939 | Unusable Spaces | 8.94 | Corr. | 8 | Non Useable Floor Area Space Group | 805 | Non-usable - Circulation space |  | Unknown | 0.00 | NO
Waite_WT74-Waite Building_First Floor_S101C _ Goods Lift | WT-WT74-03-S101C | WT74-03-S101C-Goods Lift | Waite | WT | WT74 | Waite Building | 03 | First Floor | S101C | 99939 | Unusable Spaces | 99939 | Unusable Spaces | 0.93 | Goods Lift | 8 | Non Useable Floor Area Space Group | 838 | Non-usable - Lift |  | Unknown | 0.00 | NO
Waite_WT74-Waite Building_First Floor_S102 _ Office | WT-WT74-03-S102 | WT74-03-S102-Office | Waite | WT | WT74 | Waite Building | 03 | First Floor | S102 | 141 | School of Agriculture, Food and Wine | 141 | School of Agriculture, Food and Wine | 22.15 | Office | 1 | Office Space Group | 101 | Office - Academic Staff |  | Adequate | 2,022.59 | NO
Waite_WT74-Waite Building_First Floor_S103 _ Laboratory | WT-WT74-03-S103 | WT74-03-S103-Laboratory | Waite | WT | WT74 | Waite Building | 03 | First Floor | S103 | 141 | School of Agriculture, Food and Wine | 141 | School of Agriculture, Food and Wine | 19.57 | Laboratory | 3 | Specialist Teaching or Research Space Group | 300 | Laboratory - Specialist teaching and research - type not defined |  | Adequate | 2,376.72 | NO
Waite_WT74-Waite Building_First Floor_S104 _ Laboratory (RRS) | WT-WT74-03-S104 | WT74-03-S104-Laboratory (RRS) | Waite | WT | WT74 | Waite Building | 03 | First Floor | S104 | 141 | School of Agriculture, Food and Wine | 141 | School of Agriculture, Food and Wine | 43.73 | Laboratory (RRS) | 3 | Specialist Teaching or Research Space Group | 312 | Laboratory - Research Only |  | Adequate | 5,310.87 | NO
Waite_WT74-Waite Building_First Floor_S105 _ Autoclave / washup | WT-WT74-03-S105 | WT74-03-S105-Autoclave / washup | Waite | WT | WT74 | Waite Building | 03 | First Floor | S105 | 141 | School of Agriculture, Food and Wine | 141 | School of Agriculture, Food and Wine | 35.02 | Autoclave / washup | 4 | Ancillary Area Space Group | 401 | Ancillary Area - Laboratory Service and Preparation |  | Adequate | 2,814.06 | NO
Waite_WT74-Waite Building_First Floor_S105A _ Centrifuge | WT-WT74-03-S105A | WT74-03-S105A-Centrifuge | Waite | WT | WT74 | Waite Building | 03 | First Floor | S105A | 141 | School of Agriculture, Food and Wine | 141 | School of Agriculture, Food and Wine | 10.3 | Centrifuge | 4 | Ancillary Area Space Group | 401 | Ancillary Area - Laboratory Service and Preparation |  | Adequate | 827.67 | NO
Waite_WT74-Waite Building_First Floor_S106 _ Cold Room | WT-WT74-03-S106 | WT74-03-S106-Cold Room | Waite | WT | WT74 | Waite Building | 03 | First Floor | S106 | 141 | School of Agriculture, Food and Wine | 141 | School of Agriculture, Food and Wine | 21.63 | Cold Room | 4 | Ancillary Area Space Group | 405 | Ancillary Area - Constant Temperature/ Freezer/Cold/Warm Rooms |  | Adequate | 1,738.10 | NO
Waite_WT74-Waite Building_First Floor_S107 _ Dark Room | WT-WT74-03-S107 | WT74-03-S107-Dark Room | Waite | WT | WT74 | Waite Building | 03 | First Floor | S107 | 141 | School of Agriculture, Food and Wine | 141 | School of Agriculture, Food and Wine | 5.1 | Dark Room | 4 | Ancillary Area Space Group | 411 | Ancillary Area - Darkroom |  | Adequate | 409.81 | NO
Waite_WT74-Waite Building_First Floor_S108 _ Instrument Room (RRS) | WT-WT74-03-S108 | WT74-03-S108-Instrument Room (RRS) | Waite | WT | WT74 | Waite Building | 03 | First Floor | S108 | 141 | School of Agriculture, Food and Wine | 141 | School of Agriculture, Food and Wine | 23.38 | Instrument Room (RRS) | 4 | Ancillary Area Space Group | 402 | Ancillary Area - Instrument Room |  | Adequate | 1,878.72 | NO
Waite_WT74-Waite Building_First Floor_S108A _ Const.Temp. Room | WT-WT74-03-S108A | WT74-03-S108A-Const.Temp. Room | Waite | WT | WT74 | Waite Building | 03 | First Floor | S108A | 141 | School of Agriculture, Food and Wine | 141 | School of Agriculture, Food and Wine | 2.24 | Const.Temp. Room | 4 | Ancillary Area Space Group | 405 | Ancillary Area - Constant Temperature/ Freezer/Cold/Warm Rooms |  | Adequate | 180.00 | NO
Waite_WT74-Waite Building_First Floor_S109 _ Isotope Laboratory | WT-WT74-03-S109 | WT74-03-S109-Isotope Laboratory | Waite | WT | WT74 | Waite Building | 03 | First Floor | S109 | 141 | School of Agriculture, Food and Wine | 141 | School of Agriculture, Food and Wine | 17.41 | Isotope Laboratory | 3 | Specialist Teaching or Research Space Group | 300 | Laboratory - Specialist teaching and research - type not defined |  | Adequate | 2,114.39 | NO
Waite_WT74-Waite Building_First Floor_S110 _ Image analysis room | WT-WT74-03-S110 | WT74-03-S110-Image analysis room | Waite | WT | WT74 | Waite Building | 03 | First Floor | S110 | 141 | School of Agriculture, Food and Wine | 141 | School of Agriculture, Food and Wine | 6.6 | Image analysis room | 4 | Ancillary Area Space Group | 401 | Ancillary Area - Laboratory Service and Preparation |  | Adequate | 530.35 | NO
Waite_WT74-Waite Building_First Floor_S111 _ Research Laboratory (RRS) | WT-WT74-03-S111 | WT74-03-S111-Research Laboratory (RRS) | Waite | WT | WT74 | Waite Building | 03 | First Floor | S111 | 141 | School of Agriculture, Food and Wine | 141 | School of Agriculture, Food and Wine | 147.25 | Research Laboratory (RRS) | 3 | Specialist Teaching or Research Space Group | 312 | Laboratory - Research Only |  | Adequate | 17,883.06 | NO
Waite_WT74-Waite Building_First Floor_S111A _ Study | WT-WT74-03-S111A | WT74-03-S111A-Study | Waite | WT | WT74 | Waite Building | 03 | First Floor | S111A | 141 | School of Agriculture, Food and Wine | 141 | School of Agriculture, Food and Wine | 6.9 | Study | 1 | Office Space Group | 101 | Office - Academic Staff |  | Adequate | 630.06 | NO
Waite_WT74-Waite Building_First Floor_S111B _ Study | WT-WT74-03-S111B | WT74-03-S111B-Study | Waite | WT | WT74 | Waite Building | 03 | First Floor | S111B | 141 | School of Agriculture, Food and Wine | 141 | School of Agriculture, Food and Wine | 7.4 | Study | 1 | Office Space Group | 101 | Office - Academic Staff |  | Adequate | 675.72 | NO
Waite_WT74-Waite Building_First Floor_S112 _ Microscope Room | WT-WT74-03-S112 | WT74-03-S112-Microscope Room | Waite | WT | WT74 | Waite Building | 03 | First Floor | S112 | 141 | School of Agriculture, Food and Wine | 141 | School of Agriculture, Food and Wine | 10.42 | Microscope Room | 4 | Ancillary Area Space Group | 401 | Ancillary Area - Laboratory Service and Preparation |  | Adequate | 837.31 | NO
Waite_WT74-Waite Building_First Floor_S113 _ Study | WT-WT74-03-S113 | WT74-03-S113-Study | Waite | WT | WT74 | Waite Building | 03 | First Floor | S113 | 141 | School of Agriculture, Food and Wine | 141 | School of Agriculture, Food and Wine | 18.09 | Study | 1 | Office Space Group | 101 | Office - Academic Staff |  | Adequate | 1,651.86 | NO
Waite_WT74-Waite Building_First Floor_S114 _ Store / Corridor | WT-WT74-03-S114 | WT74-03-S114-Store / Corridor | Waite | WT | WT74 | Waite Building | 03 | First Floor | S114 | 99939 | Unusable Spaces | 99939 | Unusable Spaces | 4.8 | Store / Corridor | 4 | Ancillary Area Space Group | 419 | Ancillary Area - Store Room - Generic |  | Unknown | 0.00 | NO
Waite_WT74-Waite Building_First Floor_S114A _ Store | WT-WT74-03-S114A | WT74-03-S114A-Store | Waite | WT | WT74 | Waite Building | 03 | First Floor | S114A | 141 | School of Agriculture, Food and Wine | 141 | School of Agriculture, Food and Wine | 3.2 | Store | 4 | Ancillary Area Space Group | 419 | Ancillary Area - Store Room - Generic |  | Adequate | 257.14 | NO
Waite_WT74-Waite Building_First Floor_S114B _ Study | WT-WT74-03-S114B | WT74-03-S114B-Study | Waite | WT | WT74 | Waite Building | 03 | First Floor | S114B | 141 | School of Agriculture, Food and Wine | 141 | School of Agriculture, Food and Wine | 17.02 | Study | 1 | Office Space Group | 101 | Office - Academic Staff |  | Adequate | 1,554.16 | NO
Waite_WT74-Waite Building_First Floor_S115 _ Laboratory - CRC Weeds | WT-WT74-03-S115 | WT74-03-S115-Laboratory - CRC Weeds | Waite | WT | WT74 | Waite Building | 03 | First Floor | S115 | 141 | School of Agriculture, Food and Wine | 141 | School of Agriculture, Food and Wine | 57.42 | Laboratory - CRC Weeds | 3 | Specialist Teaching or Research Space Group | 300 | Laboratory - Specialist teaching and research - type not defined |  | Adequate | 6,973.48 | NO
Waite_WT74-Waite Building_First Floor_S116 _ Reception | WT-WT74-03-S116 | WT74-03-S116-Reception | Waite | WT | WT74 | Waite Building | 03 | First Floor | S116 | 141 | School of Agriculture, Food and Wine | 141 | School of Agriculture, Food and Wine | 31.59 | Reception | 6 | General Facility Space Group | 623 | General Facility - Waiting Area/Foyer/Reception Area |  | Adequate | 3,230.74 | NO
Waite_WT74-Waite Building_First Floor_S116A _ Office | WT-WT74-03-S116A | WT74-03-S116A-Office | Waite | WT | WT74 | Waite Building | 03 | First Floor | S116A | 141 | School of Agriculture, Food and Wine | 141 | School of Agriculture, Food and Wine | 12.08 | Office | 1 | Office Space Group | 101 | Office - Academic Staff |  | Adequate | 1,103.07 | NO
Waite_WT74-Waite Building_First Floor_S116B _ Office | WT-WT74-03-S116B | WT74-03-S116B-Office | Waite | WT | WT74 | Waite Building | 03 | First Floor | S116B | 141 | School of Agriculture, Food and Wine | 141 | School of Agriculture, Food and Wine | 10.13 | Office | 1 | Office Space Group | 101 | Office - Academic Staff |  | Adequate | 925.01 | NO
Waite_WT74-Waite Building_First Floor_S116C _ Office | WT-WT74-03-S116C | WT74-03-S116C-Office | Waite | WT | WT74 | Waite Building | 03 | First Floor | S116C | 141 | School of Agriculture, Food and Wine | 141 | School of Agriculture, Food and Wine | 10.13 | Office | 1 | Office Space Group | 101 | Office - Academic Staff |  | Adequate | 925.01 | NO
Waite_WT74-Waite Building_First Floor_S116D _ Office | WT-WT74-03-S116D | WT74-03-S116D-Office | Waite | WT | WT74 | Waite Building | 03 | First Floor | S116D | 141 | School of Agriculture, Food and Wine | 141 | School of Agriculture, Food and Wine | 24.01 | Office | 1 | Office Space Group | 101 | Office - Academic Staff |  | Adequate | 2,192.44 | NO
Waite_WT74-Waite Building_First Floor_S116G _ VSR | WT-WT74-03-S116G | WT74-03-S116G-VSR | Waite | WT | WT74 | Waite Building | 03 | First Floor | S116G | 99939 | Unusable Spaces | 99939 | Unusable Spaces | 0.28 | VSR | 8 | Non Useable Floor Area Space Group | 840 | Non-usable - Service riser |  | Unknown | 0.00 | NO
Waite_WT74-Waite Building_First Floor_S118 _ Laboratory (RRS) | WT-WT74-03-S118 | WT74-03-S118-Laboratory (RRS) | Waite | WT | WT74 | Waite Building | 03 | First Floor | S118 | 141 | School of Agriculture, Food and Wine | 141 | School of Agriculture, Food and Wine | 39.52 | Laboratory (RRS) | 3 | Specialist Teaching or Research Space Group | 300 | Laboratory - Specialist teaching and research - type not defined |  | Adequate | 4,799.58 | NO
Waite_WT74-Waite Building_First Floor_S118A _ Office | WT-WT74-03-S118A | WT74-03-S118A-Office | Waite | WT | WT74 | Waite Building | 03 | First Floor | S118A | 141 | School of Agriculture, Food and Wine | 141 | School of Agriculture, Food and Wine | 15.6 | Office | 1 | Office Space Group | 101 | Office - Academic Staff |  | Adequate | 1,424.49 | NO
Waite_WT74-Waite Building_First Floor_S119 _ Instrument Room (RRS) | WT-WT74-03-S119 | WT74-03-S119-Instrument Room (RRS) | Waite | WT | WT74 | Waite Building | 03 | First Floor | S119 | 141 | School of Agriculture, Food and Wine | 141 | School of Agriculture, Food and Wine | 16.36 | Instrument Room (RRS) | 4 | Ancillary Area Space Group | 402 | Ancillary Area - Instrument Room |  | Adequate | 1,314.62 | NO
Waite_WT74-Waite Building_First Floor_S120 _ Laboratory (RRS) | WT-WT74-03-S120 | WT74-03-S120-Laboratory (RRS) | Waite | WT | WT74 | Waite Building | 03 | First Floor | S120 | 141 | School of Agriculture, Food and Wine | 141 | School of Agriculture, Food and Wine | 54.5 | Laboratory (RRS) | 3 | Specialist Teaching or Research Space Group | 300 | Laboratory - Specialist teaching and research - type not defined |  | Adequate | 6,618.86 | NO
Waite_WT74-Waite Building_First Floor_S120A _ Office | WT-WT74-03-S120A | WT74-03-S120A-Office | Waite | WT | WT74 | Waite Building | 03 | First Floor | S120A | 141 | School of Agriculture, Food and Wine | 141 | School of Agriculture, Food and Wine | 6.51 | Office | 1 | Office Space Group | 101 | Office - Academic Staff |  | Adequate | 594.45 | NO
Waite_WT74-Waite Building_First Floor_S121 _ Prep Room | WT-WT74-03-S121 | WT74-03-S121-Prep Room | Waite | WT | WT74 | Waite Building | 03 | First Floor | S121 | 141 | School of Agriculture, Food and Wine | 141 | School of Agriculture, Food and Wine | 29.89 | Prep Room | 4 | Ancillary Area Space Group | 401 | Ancillary Area - Laboratory Service and Preparation |  | Adequate | 2,401.84 | NO
Waite_WT74-Waite Building_First Floor_S122 _ Laboratory | WT-WT74-03-S122 | WT74-03-S122-Laboratory | Waite | WT | WT74 | Waite Building | 03 | First Floor | S122 | 141 | School of Agriculture, Food and Wine | 141 | School of Agriculture, Food and Wine | 31.28 | Laboratory | 3 | Specialist Teaching or Research Space Group | 300 | Laboratory - Specialist teaching and research - type not defined |  | Adequate | 3,798.86 | NO
Waite_WT74-Waite Building_First Floor_S226A _ Goods Lift | WT-WT74-03-S226A | WT74-03-S226A-Goods Lift | Waite | WT | WT74 | Waite Building | 03 | First Floor | S226A | 99939 | Unusable Spaces | 99939 | Unusable Spaces | 1.08 | Goods Lift | 8 | Non Useable Floor Area Space Group | 838 | Non-usable - Lift |  | Unknown | 0.00 | NO
Waite_WT74-Waite Building_Second Floor_200 _ Stair | WT-WT74-04-200 | WT74-04-200-Stair | Waite | WT | WT74 | Waite Building | 04 | Second Floor | 200 | 99939 | Unusable Spaces | 99939 | Unusable Spaces | 12.13 | Stair | 8 | Non Useable Floor Area Space Group | 805 | Non-usable - Circulation space |  | Unknown | 0.00 | NO
Waite_WT74-Waite Building_Second Floor_201 _ Corr. | WT-WT74-04-201 | WT74-04-201-Corr. | Waite | WT | WT74 | Waite Building | 04 | Second Floor | 201 | 99939 | Unusable Spaces | 99939 | Unusable Spaces | 17.85 | Corr. | 8 | Non Useable Floor Area Space Group | 805 | Non-usable - Circulation space |  | Unknown | 0.00 | NO
Waite_WT74-Waite Building_Second Floor_201A _ Goods Lift | WT-WT74-04-201A | WT74-04-201A-Goods Lift | Waite | WT | WT74 | Waite Building | 04 | Second Floor | 201A | 99939 | Unusable Spaces | 99939 | Unusable Spaces | 1.35 | Goods Lift | 8 | Non Useable Floor Area Space Group | 838 | Non-usable - Lift |  | Unknown | 0.00 | NO
Waite_WT74-Waite Building_Second Floor_202 _ Office - Student | WT-WT74-04-202 | WT74-04-202-Office - Student | Waite | WT | WT74 | Waite Building | 04 | Second Floor | 202 | 141 | School of Agriculture, Food and Wine | 141 | School of Agriculture, Food and Wine | 70.37 | Office - Student | 1 | Office Space Group | 103 | Office - Research Students |  | Adequate | 6,425.73 | NO
Waite_WT74-Waite Building_Second Floor_202A _ Office | WT-WT74-04-202A | WT74-04-202A-Office | Waite | WT | WT74 | Waite Building | 04 | Second Floor | 202A | 141 | School of Agriculture, Food and Wine | 141 | School of Agriculture, Food and Wine | 9.65 | Office | 1 | Office Space Group | 100 | Office - Specific type not defined |  | Adequate | 881.17 | NO
Waite_WT74-Waite Building_Second Floor_202B _ Office | WT-WT74-04-202B | WT74-04-202B-Office | Waite | WT | WT74 | Waite Building | 04 | Second Floor | 202B | 141 | School of Agriculture, Food and Wine | 141 | School of Agriculture, Food and Wine | 10.44 | Office | 1 | Office Space Group | 101 | Office - Academic Staff |  | Adequate | 953.31 | NO
Waite_WT74-Waite Building_Second Floor_202C _ Office | WT-WT74-04-202C | WT74-04-202C-Office | Waite | WT | WT74 | Waite Building | 04 | Second Floor | 202C | 141 | School of Agriculture, Food and Wine | 141 | School of Agriculture, Food and Wine | 10.44 | Office | 1 | Office Space Group | 101 | Office - Academic Staff |  | Adequate | 953.31 | NO
Waite_WT74-Waite Building_Second Floor_202D _ Office | WT-WT74-04-202D | WT74-04-202D-Office | Waite | WT | WT74 | Waite Building | 04 | Second Floor | 202D | 141 | School of Agriculture, Food and Wine | 141 | School of Agriculture, Food and Wine | 9.54 | Office | 1 | Office Space Group | 101 | Office - Academic Staff |  | Adequate | 871.13 | NO
Waite_WT74-Waite Building_Second Floor_202E _ Office | WT-WT74-04-202E | WT74-04-202E-Office | Waite | WT | WT74 | Waite Building | 04 | Second Floor | 202E | 141 | School of Agriculture, Food and Wine | 141 | School of Agriculture, Food and Wine | 10.44 | Office | 1 | Office Space Group | 101 | Office - Academic Staff |  | Adequate | 953.31 | NO
Waite_WT74-Waite Building_Second Floor_202F _ Office | WT-WT74-04-202F | WT74-04-202F-Office | Waite | WT | WT74 | Waite Building | 04 | Second Floor | 202F | 141 | School of Agriculture, Food and Wine | 141 | School of Agriculture, Food and Wine | 11.7 | Office | 1 | Office Space Group | 101 | Office - Academic Staff |  | Adequate | 1,068.37 | NO
Waite_WT74-Waite Building_Second Floor_204 _ Meeting | WT-WT74-04-204 | WT74-04-204-Meeting | Waite | WT | WT74 | Waite Building | 04 | Second Floor | 204 | 141 | School of Agriculture, Food and Wine | 141 | School of Agriculture, Food and Wine | 29.82 | Meeting | 6 | General Facility Space Group | 601 | General Facility - Committee/Conference/Meeting room |  | Adequate | 3,049.72 | NO
Waite_WT75-Seed Lab_Ground Floor_G01 _ Bulk Store | WT-WT75-GN-G01 | WT75-GN-G01-Bulk Store | Waite | WT | WT75 | Seed Lab | GN | Ground Floor | G01 | 141 | School of Agriculture, Food and Wine | 141 | School of Agriculture, Food and Wine | 180.25 | Bulk Store | 4 | Ancillary Area Space Group | 414 | Ancillary Area - Store Room - Bulk Storage/Warehouse |  | Adequate | 14,484.14 | NO
Waite_WT75-Seed Lab_Ground Floor_G02 _ Store | WT-WT75-GN-G02 | WT75-GN-G02-Store | Waite | WT | WT75 | Seed Lab | GN | Ground Floor | G02 | 141 | School of Agriculture, Food and Wine | 141 | School of Agriculture, Food and Wine | 14.92 | Store | 4 | Ancillary Area Space Group | 419 | Ancillary Area - Store Room - Generic |  | Adequate | 1,198.91 | NO
Waite_WT75-Seed Lab_Ground Floor_G03 _ Store | WT-WT75-GN-G03 | WT75-GN-G03-Store | Waite | WT | WT75 | Seed Lab | GN | Ground Floor | G03 | 141 | School of Agriculture, Food and Wine | 141 | School of Agriculture, Food and Wine | 9.31 | Store | 4 | Ancillary Area Space Group | 419 | Ancillary Area - Store Room - Generic |  | Adequate | 748.11 | NO
Waite_WT75-Seed Lab_Ground Floor_G04 _ Office | WT-WT75-GN-G04 | WT75-GN-G04-Office | Waite | WT | WT75 | Seed Lab | GN | Ground Floor | G04 | 141 | School of Agriculture, Food and Wine | 141 | School of Agriculture, Food and Wine | 16.17 | Office | 1 | Office Space Group | 101 | Office - Academic Staff |  | Adequate | 1,476.54 | NO
Waite_WT76-Wine Innovation Central_Level One_1.01 _ Cellar | WT-WT76-01-1.01 | WT76-01-1.01-Cellar | Waite | WT | WT76 | Wine Innovation Central | 01 | Level One | 1.01 | 99100 | State - AWRI - Australian Wine Research Institute | 859 | Infrastructure | 80.66 | Cellar | 4 | Ancillary Area Space Group | 405 | Ancillary Area - Constant Temperature/ Freezer/Cold/Warm Rooms |  | Excellent | 9,527.81 | NO
Waite_WT76-Wine Innovation Central_Level One_1.02 _ Corr. | WT-WT76-01-1.02 | WT76-01-1.02-Corr. | Waite | WT | WT76 | Wine Innovation Central | 01 | Level One | 1.02 | 99939 | Unusable Spaces | 99939 | Unusable Spaces | 30.43 | Corr. | 8 | Non Useable Floor Area Space Group | 805 | Non-usable - Circulation space |  | Unknown | 0.00 | NO
Waite_WT76-Wine Innovation Central_Level One_1.02A _ Lift 1 | WT-WT76-01-1.02A | WT76-01-1.02A-Lift 1 | Waite | WT | WT76 | Wine Innovation Central | 01 | Level One | 1.02A | 99939 | Unusable Spaces | 99939 | Unusable Spaces | 5.5 | Lift 1 | 8 | Non Useable Floor Area Space Group | 838 | Non-usable - Lift |  | Unknown | 0.00 | NO
Waite_WT76-Wine Innovation Central_Level One_1.02B _ Lift 2 | WT-WT76-01-1.02B | WT76-01-1.02B-Lift 2 | Waite | WT | WT76 | Wine Innovation Central | 01 | Level One | 1.02B | 99939 | Unusable Spaces | 99939 | Unusable Spaces | 7.72 | Lift 2 | 8 | Non Useable Floor Area Space Group | 838 | Non-usable - Lift |  | Unknown | 0.00 | NO
Waite_WT76-Wine Innovation Central_Level One_1.03 _ Washroom | WT-WT76-01-1.03 | WT76-01-1.03-Washroom | Waite | WT | WT76 | Wine Innovation Central | 01 | Level One | 1.03 | 99939 | Unusable Spaces | 99939 | Unusable Spaces | 6.75 | Washroom | 8 | Non Useable Floor Area Space Group | 835 | Non-usable - Toilets/Amenities - Other |  | Unknown | 0.00 | NO
Waite_WT76-Wine Innovation Central_Level One_1.04 _ WC - F | WT-WT76-01-1.04 | WT76-01-1.04-WC - F | Waite | WT | WT76 | Wine Innovation Central | 01 | Level One | 1.04 | 99939 | Unusable Spaces | 99939 | Unusable Spaces | 7.74 | WC - F | 8 | Non Useable Floor Area Space Group | 820 | Non-usable - Toilets/Amenities - Female |  | Unknown | 0.00 | NO
Waite_WT76-Wine Innovation Central_Level One_1.05 _ WC - M | WT-WT76-01-1.05 | WT76-01-1.05-WC - M | Waite | WT | WT76 | Wine Innovation Central | 01 | Level One | 1.05 | 99939 | Unusable Spaces | 99939 | Unusable Spaces | 7.74 | WC - M | 8 | Non Useable Floor Area Space Group | 821 | Non-usable - Toilets/Amenities - Male |  | Unknown | 0.00 | NO
Waite_WT76-Wine Innovation Central_Level One_1.06 _ Washroom | WT-WT76-01-1.06 | WT76-01-1.06-Washroom | Waite | WT | WT76 | Wine Innovation Central | 01 | Level One | 1.06 | 99939 | Unusable Spaces | 99939 | Unusable Spaces | 6.75 | Washroom | 8 | Non Useable Floor Area Space Group | 835 | Non-usable - Toilets/Amenities - Other |  | Unknown | 0.00 | NO
Waite_WT76-Wine Innovation Central_Level One_1.06A _ wall cavity | WT-WT76-01-1.06A | WT76-01-1.06A-wall cavity | Waite | WT | WT76 | Wine Innovation Central | 01 | Level One | 1.06A | 99939 | Unusable Spaces | 99939 | Unusable Spaces | 0.93 | wall cavity | 8 | Non Useable Floor Area Space Group | 800 | Non-usable - Specific type not defined |  | Unknown | 0.00 | NO
Waite_WT76-Wine Innovation Central_Level One_1.07 _ WC - U - Access (LH + S) | WT-WT76-01-1.07 | WT76-01-1.07-WC - U - Access (LH + S) | Waite | WT | WT76 | Wine Innovation Central | 01 | Level One | 1.07 | 99939 | Unusable Spaces | 99939 | Unusable Spaces | 5.66 | WC - U - Access (LH + S) | 8 | Non Useable Floor Area Space Group | 818 | Non-usable - Toilets/Amenities - Unisex Accessible |  | Unknown | 0.00 | NO
Waite_WT76-Wine Innovation Central_Level One_1.08 _ Corr. | WT-WT76-01-1.08 | WT76-01-1.08-Corr. | Waite | WT | WT76 | Wine Innovation Central | 01 | Level One | 1.08 | 99100 | State - AWRI - Australian Wine Research Institute | 859 | Infrastructure | 20.18 | Corr. | 8 | Non Useable Floor Area Space Group | 805 | Non-usable - Circulation space |  | Excellent | 0.00 | NO
Waite_WT76-Wine Innovation Central_Level One_1.08A _ wall cavity | WT-WT76-01-1.08A | WT76-01-1.08A-wall cavity | Waite | WT | WT76 | Wine Innovation Central | 01 | Level One | 1.08A | 99939 | Unusable Spaces | 99939 | Unusable Spaces | 0.37 | wall cavity | 8 | Non Useable Floor Area Space Group | 800 | Non-usable - Specific type not defined |  | Unknown | 0.00 | NO
Waite_WT76-Wine Innovation Central_Level One_1.09 _ Office | WT-WT76-01-1.09 | WT76-01-1.09-Office | Waite | WT | WT76 | Wine Innovation Central | 01 | Level One | 1.09 | 99100 | State - AWRI - Australian Wine Research Institute | 859 | Infrastructure | 13.2 | Office | 1 | Office Space Group | 101 | Office - Academic Staff |  | Excellent | 1,771.85 | NO
Waite_WT76-Wine Innovation Central_Level One_1.10 _ Office | WT-WT76-01-1.10 | WT76-01-1.10-Office | Waite | WT | WT76 | Wine Innovation Central | 01 | Level One | 1.10 | 99100 | State - AWRI - Australian Wine Research Institute | 859 | Infrastructure | 12.59 | Office | 1 | Office Space Group | 101 | Office - Academic Staff |  | Excellent | 1,689.97 | NO
Waite_WT76-Wine Innovation Central_Level One_1.11 _ Office - Open Plan | WT-WT76-01-1.11 | WT76-01-1.11-Office - Open Plan | Waite | WT | WT76 | Wine Innovation Central | 01 | Level One | 1.11 | 99989 | State Government Departments | 859 | Infrastructure | 100.74 | Office - Open Plan | 1 | Office Space Group | 112 | Open Plan - Academic Staff |  | Excellent | 13,522.41 | NO
Waite_WT76-Wine Innovation Central_Level One_1.12 _ Office | WT-WT76-01-1.12 | WT76-01-1.12-Office | Waite | WT | WT76 | Wine Innovation Central | 01 | Level One | 1.12 | 99989 | State Government Departments | 859 | Infrastructure | 10.73 | Office | 1 | Office Space Group | 101 | Office - Academic Staff |  | Excellent | 1,440.30 | NO
Waite_WT76-Wine Innovation Central_Level One_1.13 _ Office | WT-WT76-01-1.13 | WT76-01-1.13-Office | Waite | WT | WT76 | Wine Innovation Central | 01 | Level One | 1.13 | 99989 | State Government Departments | 859 | Infrastructure | 13.87 | Office | 1 | Office Space Group | 101 | Office - Academic Staff |  | Excellent | 1,861.78 | NO
Waite_WT76-Wine Innovation Central_Level One_1.14 _ Lobby | WT-WT76-01-1.14 | WT76-01-1.14-Lobby | Waite | WT | WT76 | Wine Innovation Central | 01 | Level One | 1.14 | 99100 | State - AWRI - Australian Wine Research Institute | 859 | Infrastructure | 10.66 | Lobby | 8 | Non Useable Floor Area Space Group | 805 | Non-usable - Circulation space |  | Excellent | 0.00 | NO
Waite_WT76-Wine Innovation Central_Level One_1.14A _ FHR | WT-WT76-01-1.14A | WT76-01-1.14A-FHR | Waite | WT | WT76 | Wine Innovation Central | 01 | Level One | 1.14A | 99939 | Unusable Spaces | 99939 | Unusable Spaces | 0.84 | FHR | 8 | Non Useable Floor Area Space Group | 840 | Non-usable - Service riser |  | Unknown | 0.00 | NO
Waite_WT76-Wine Innovation Central_Level One_1.14B _ wall cavity | WT-WT76-01-1.14B | WT76-01-1.14B-wall cavity | Waite | WT | WT76 | Wine Innovation Central | 01 | Level One | 1.14B | 99939 | Unusable Spaces | 99939 | Unusable Spaces | 0.48 | wall cavity | 8 | Non Useable Floor Area Space Group | 800 | Non-usable - Specific type not defined |  | Unknown | 0.00 | NO
Waite_WT76-Wine Innovation Central_Level One_1.15 _ Utility | WT-WT76-01-1.15 | WT76-01-1.15-Utility | Waite | WT | WT76 | Wine Innovation Central | 01 | Level One | 1.15 | 99989 | State Government Departments | 859 | Infrastructure | 5.92 | Utility | 6 | General Facility Space Group | 603 | General Facility - Resource room |  | Excellent | 890.00 | NO
Waite_WT76-Wine Innovation Central_Level One_1.16 _ Office | WT-WT76-01-1.16 | WT76-01-1.16-Office | Waite | WT | WT76 | Wine Innovation Central | 01 | Level One | 1.16 | 99989 | State Government Departments | 859 | Infrastructure | 11.65 | Office | 1 | Office Space Group | 101 | Office - Academic Staff |  | Excellent | 1,563.79 | NO
Waite_WT76-Wine Innovation Central_Level One_1.17 _ Office | WT-WT76-01-1.17 | WT76-01-1.17-Office | Waite | WT | WT76 | Wine Innovation Central | 01 | Level One | 1.17 | 99989 | State Government Departments | 859 | Infrastructure | 11.65 | Office | 1 | Office Space Group | 101 | Office - Academic Staff |  | Excellent | 1,563.79 | NO
Waite_WT76-Wine Innovation Central_Level One_1.18 _ Office | WT-WT76-01-1.18 | WT76-01-1.18-Office | Waite | WT | WT76 | Wine Innovation Central | 01 | Level One | 1.18 | 99989 | State Government Departments | 859 | Infrastructure | 11.8 | Office | 1 | Office Space Group | 101 | Office - Academic Staff |  | Excellent | 1,583.92 | NO
Waite_WT76-Wine Innovation Central_Level One_1.19 _ Loading Bay | WT-WT76-01-1.19 | WT76-01-1.19-Loading Bay | Waite | WT | WT76 | Wine Innovation Central | 01 | Level One | 1.19 | 141 | School of Agriculture, Food and Wine | 141 | School of Agriculture, Food and Wine | 54.63 | Loading Bay | 8 | Non Useable Floor Area Space Group | 807 | Non-usable - Garage/Loading bay |  | Excellent | 0.00 | NO
Waite_WT76-Wine Innovation Central_Level One_1.19A _ Cage Compound | WT-WT76-01-1.19A | WT76-01-1.19A-Cage Compound | Waite | WT | WT76 | Wine Innovation Central | 01 | Level One | 1.19A | 141 | School of Agriculture, Food and Wine | 141 | School of Agriculture, Food and Wine | 19.59 | Cage Compound | 4 | Ancillary Area Space Group | 414 | Ancillary Area - Store Room - Bulk Storage/Warehouse |  | Excellent | 2,314.03 | NO
Waite_WT76-Wine Innovation Central_Level One_1.20 _ Office - Goods Receiving | WT-WT76-01-1.20 | WT76-01-1.20-Office - Goods Receiving | Waite | WT | WT76 | Wine Innovation Central | 01 | Level One | 1.20 | 141 | School of Agriculture, Food and Wine | 141 | School of Agriculture, Food and Wine | 10.58 | Office - Goods Receiving | 1 | Office Space Group | 108 | Office - Professional/General Staff |  | Excellent | 1,420.16 | NO
Waite_WT76-Wine Innovation Central_Level One_1.21 _ Gas Bottle Store | WT-WT76-01-1.21 | WT76-01-1.21-Gas Bottle Store | Waite | WT | WT76 | Wine Innovation Central | 01 | Level One | 1.21 | 141 | School of Agriculture, Food and Wine | 141 | School of Agriculture, Food and Wine | 15.84 | Gas Bottle Store | 4 | Ancillary Area Space Group | 418 | Ancillary Area - Dangerous goods storage |  | Excellent | 1,871.07 | NO
Waite_WT76-Wine Innovation Central_Level One_1.22 _ Workshop | WT-WT76-01-1.22 | WT76-01-1.22-Workshop | Waite | WT | WT76 | Wine Innovation Central | 01 | Level One | 1.22 | 99990 | Research Relationship | 859 | Infrastructure | 23.02 | Workshop | 4 | Ancillary Area Space Group | 403 | Ancillary Area - Workshop |  | Excellent | 2,719.19 | NO
Waite_WT76-Wine Innovation Central_Level One_1.23 _ Store | WT-WT76-01-1.23 | WT76-01-1.23-Store | Waite | WT | WT76 | Wine Innovation Central | 01 | Level One | 1.23 | 99989 | State Government Departments | 859 | Infrastructure | 12.41 | Store | 4 | Ancillary Area Space Group | 419 | Ancillary Area - Store Room - Generic |  | Excellent | 1,465.91 | NO
Waite_WT76-Wine Innovation Central_Level One_1.24 _ Fermentation Room | WT-WT76-01-1.24 | WT76-01-1.24-Fermentation Room | Waite | WT | WT76 | Wine Innovation Central | 01 | Level One | 1.24 | 99100 | State - AWRI - Australian Wine Research Institute | 859 | Infrastructure | 9.02 | Fermentation Room | 4 | Ancillary Area Space Group | 401 | Ancillary Area - Laboratory Service and Preparation |  | Excellent | 1,065.47 | NO
Waite_WT76-Wine Innovation Central_Level One_1.25 _ Wet & Dry Laboratory | WT-WT76-01-1.25 | WT76-01-1.25-Wet & Dry Laboratory | Waite | WT | WT76 | Wine Innovation Central | 01 | Level One | 1.25 | 141 | School of Agriculture, Food and Wine | 141 | School of Agriculture, Food and Wine | 22.34 | Wet & Dry Laboratory | 4 | Ancillary Area Space Group | 401 | Ancillary Area - Laboratory Service and Preparation |  | Excellent | 2,638.87 | NO
Waite_WT76-Wine Innovation Central_Level One_1.26 _ Corr. | WT-WT76-01-1.26 | WT76-01-1.26-Corr. | Waite | WT | WT76 | Wine Innovation Central | 01 | Level One | 1.26 | 99939 | Unusable Spaces | 99939 | Unusable Spaces | 38.95 | Corr. | 8 | Non Useable Floor Area Space Group | 805 | Non-usable - Circulation space |  | Unknown | 0.00 | NO
Waite_WT76-Wine Innovation Central_Level One_1.27 _ Stair - West | WT-WT76-01-1.27 | WT76-01-1.27-Stair - West | Waite | WT | WT76 | Wine Innovation Central | 01 | Level One | 1.27 | 99939 | Unusable Spaces | 99939 | Unusable Spaces | 20.06 | Stair - West | 8 | Non Useable Floor Area Space Group | 805 | Non-usable - Circulation space |  | Unknown | 0.00 | NO
Waite_WT76-Wine Innovation Central_Level One_1.28 _ Waste Store | WT-WT76-01-1.28 | WT76-01-1.28-Waste Store | Waite | WT | WT76 | Wine Innovation Central | 01 | Level One | 1.28 | 141 | School of Agriculture, Food and Wine | 141 | School of Agriculture, Food and Wine | 15.54 | Waste Store | 4 | Ancillary Area Space Group | 418 | Ancillary Area - Dangerous goods storage |  | Excellent | 1,835.63 | NO
Waite_WT76-Wine Innovation Central_Level One_1.29 _ Bulk Chemical | WT-WT76-01-1.29 | WT76-01-1.29-Bulk Chemical | Waite | WT | WT76 | Wine Innovation Central | 01 | Level One | 1.29 | 141 | School of Agriculture, Food and Wine | 141 | School of Agriculture, Food and Wine | 16.09 | Bulk Chemical | 4 | Ancillary Area Space Group | 418 | Ancillary Area - Dangerous goods storage |  | Excellent | 1,900.60 | NO
Waite_WT76-Wine Innovation Central_Level One_1.30 _ Store - Solvent | WT-WT76-01-1.30 | WT76-01-1.30-Store - Solvent | Waite | WT | WT76 | Wine Innovation Central | 01 | Level One | 1.30 | 141 | School of Agriculture, Food and Wine | 141 | School of Agriculture, Food and Wine | 16.09 | Store - Solvent | 4 | Ancillary Area Space Group | 418 | Ancillary Area - Dangerous goods storage |  | Excellent | 1,900.60 | NO
Waite_WT76-Wine Innovation Central_Level One_1.31 _ Sprinkler Valve Room | WT-WT76-01-1.31 | WT76-01-1.31-Sprinkler Valve Room | Waite | WT | WT76 | Wine Innovation Central | 01 | Level One | 1.31 | 99939 | Unusable Spaces | 99939 | Unusable Spaces | 4.16 | Sprinkler Valve Room | 8 | Non Useable Floor Area Space Group | 840 | Non-usable - Service riser |  | Unknown | 0.00 | NO
Waite_WT76-Wine Innovation Central_Level One_1.32 _ PH Plantroom | WT-WT76-01-1.32 | WT76-01-1.32-PH Plantroom | Waite | WT | WT76 | Wine Innovation Central | 01 | Level One | 1.32 | 99939 | Unusable Spaces | 99939 | Unusable Spaces | 6 | PH Plantroom | 8 | Non Useable Floor Area Space Group | 811 | Non-usable - Plant room other |  | Unknown | 0.00 | NO
Waite_WT76-Wine Innovation Central_Level One_1.33 _ Cold Room | WT-WT76-01-1.33 | WT76-01-1.33-Cold Room | Waite | WT | WT76 | Wine Innovation Central | 01 | Level One | 1.33 | 99100 | State - AWRI - Australian Wine Research Institute | 859 | Infrastructure | 17.07 | Cold Room | 4 | Ancillary Area Space Group | 405 | Ancillary Area - Constant Temperature/ Freezer/Cold/Warm Rooms |  | Excellent | 2,016.36 | NO
Waite_WT76-Wine Innovation Central_Level One_1.34 _ Freezer 1 | WT-WT76-01-1.34 | WT76-01-1.34-Freezer 1 | Waite | WT | WT76 | Wine Innovation Central | 01 | Level One | 1.34 | 99100 | State - AWRI - Australian Wine Research Institute | 859 | Infrastructure | 17.07 | Freezer 1 | 4 | Ancillary Area Space Group | 405 | Ancillary Area - Constant Temperature/ Freezer/Cold/Warm Rooms |  | Excellent | 2,016.36 | NO
Waite_WT76-Wine Innovation Central_Level One_1.35 _ Freezer 2 -Shared | WT-WT76-01-1.35 | WT76-01-1.35-Freezer 2 -Shared | Waite | WT | WT76 | Wine Innovation Central | 01 | Level One | 1.35 | 141 | School of Agriculture, Food and Wine | 141 | School of Agriculture, Food and Wine | 17.07 | Freezer 2 -Shared | 4 | Ancillary Area Space Group | 405 | Ancillary Area - Constant Temperature/ Freezer/Cold/Warm Rooms |  | Excellent | 2,016.36 | NO
Waite_WT76-Wine Innovation Central_Level One_1.36 _ Plantroom | WT-WT76-01-1.36 | WT76-01-1.36-Plantroom | Waite | WT | WT76 | Wine Innovation Central | 01 | Level One | 1.36 | 141 | School of Agriculture, Food and Wine | 141 | School of Agriculture, Food and Wine | 68.26 | Plantroom | 8 | Non Useable Floor Area Space Group | 811 | Non-usable - Plant room other |  | Excellent | 0.00 | NO
Waite_WT76-Wine Innovation Central_Level One_1.37 _ Main Switch Room | WT-WT76-01-1.37 | WT76-01-1.37-Main Switch Room | Waite | WT | WT76 | Wine Innovation Central | 01 | Level One | 1.37 | 141 | School of Agriculture, Food and Wine | 141 | School of Agriculture, Food and Wine | 30.84 | Main Switch Room | 8 | Non Useable Floor Area Space Group | 815 | Non-usable - Switch room |  | Excellent | 0.00 | NO
Waite_WT76-Wine Innovation Central_Level One_1.38 _ Cleaner | WT-WT76-01-1.38 | WT76-01-1.38-Cleaner | Waite | WT | WT76 | Wine Innovation Central | 01 | Level One | 1.38 | 99939 | Unusable Spaces | 99939 | Unusable Spaces | 4.28 | Cleaner | 8 | Non Useable Floor Area Space Group | 806 | Non-usable - Cleaners room |  | Unknown | 0.00 | NO
Waite_WT76-Wine Innovation Central_Level One_1.39 _ Corr. | WT-WT76-01-1.39 | WT76-01-1.39-Corr. | Waite | WT | WT76 | Wine Innovation Central | 01 | Level One | 1.39 | 99939 | Unusable Spaces | 99939 | Unusable Spaces | 28.72 | Corr. | 8 | Non Useable Floor Area Space Group | 805 | Non-usable - Circulation space |  | Unknown | 0.00 | NO
Waite_WT76-Wine Innovation Central_Level One_1.39A _ FHR | WT-WT76-01-1.39A | WT76-01-1.39A-FHR | Waite | WT | WT76 | Wine Innovation Central | 01 | Level One | 1.39A | 99939 | Unusable Spaces | 99939 | Unusable Spaces | 0.32 | FHR | 8 | Non Useable Floor Area Space Group | 840 | Non-usable - Service riser |  | Unknown | 0.00 | NO
Waite_WT76-Wine Innovation Central_Level One_1.39B _ Comms | WT-WT76-01-1.39B | WT76-01-1.39B-Comms | Waite | WT | WT76 | Wine Innovation Central | 01 | Level One | 1.39B | 99939 | Unusable Spaces | 99939 | Unusable Spaces | 0.92 | Comms | 8 | Non Useable Floor Area Space Group | 812 | Non-usable - Comms/network system/Telephone/PABX |  | Unknown | 0.00 | NO
Waite_WT76-Wine Innovation Central_Level One_1.39C _ VSR | WT-WT76-01-1.39C | WT76-01-1.39C-VSR | Waite | WT | WT76 | Wine Innovation Central | 01 | Level One | 1.39C | 99939 | Unusable Spaces | 99939 | Unusable Spaces | 0.6 | VSR | 8 | Non Useable Floor Area Space Group | 840 | Non-usable - Service riser |  | Unknown | 0.00 | NO
Waite_WT76-Wine Innovation Central_Level One_1.39D _ Electrical | WT-WT76-01-1.39D | WT76-01-1.39D-Electrical | Waite | WT | WT76 | Wine Innovation Central | 01 | Level One | 1.39D | 99939 | Unusable Spaces | 99939 | Unusable Spaces | 1.36 | Electrical | 8 | Non Useable Floor Area Space Group | 840 | Non-usable - Service riser |  | Unknown | 0.00 | NO
Waite_WT76-Wine Innovation Central_Level One_1.39E _ VSR | WT-WT76-01-1.39E | WT76-01-1.39E-VSR | Waite | WT | WT76 | Wine Innovation Central | 01 | Level One | 1.39E | 99939 | Unusable Spaces | 99939 | Unusable Spaces | 0.63 | VSR | 8 | Non Useable Floor Area Space Group | 840 | Non-usable - Service riser |  | Unknown | 0.00 | NO
Waite_WT76-Wine Innovation Central_Level One_1.40 _ Corr. | WT-WT76-01-1.40 | WT76-01-1.40-Corr. | Waite | WT | WT76 | Wine Innovation Central | 01 | Level One | 1.40 | 99939 | Unusable Spaces | 99939 | Unusable Spaces | 15.62 | Corr. | 8 | Non Useable Floor Area Space Group | 805 | Non-usable - Circulation space |  | Unknown | 0.00 | NO
Waite_WT76-Wine Innovation Central_Level One_1.41 _ Store | WT-WT76-01-1.41 | WT76-01-1.41-Store | Waite | WT | WT76 | Wine Innovation Central | 01 | Level One | 1.41 | 99990 | Research Relationship | 859 | Infrastructure | 10.18 | Store | 4 | Ancillary Area Space Group | 419 | Ancillary Area - Store Room - Generic |  | Excellent | 1,202.49 | NO
Waite_WT76-Wine Innovation Central_Level One_1.42 _ Comms 1 | WT-WT76-01-1.42 | WT76-01-1.42-Comms 1 | Waite | WT | WT76 | Wine Innovation Central | 01 | Level One | 1.42 | 99990 | Research Relationship | 859 | Infrastructure | 10.32 | Comms 1 | 8 | Non Useable Floor Area Space Group | 812 | Non-usable - Comms/network system/Telephone/PABX |  | Excellent | 0.00 | NO
Waite_WT76-Wine Innovation Central_Level One_1.43 _ Comms 2 | WT-WT76-01-1.43 | WT76-01-1.43-Comms 2 | Waite | WT | WT76 | Wine Innovation Central | 01 | Level One | 1.43 | 141 | School of Agriculture, Food and Wine | 141 | School of Agriculture, Food and Wine | 32.37 | Comms 2 | 8 | Non Useable Floor Area Space Group | 812 | Non-usable - Comms/network system/Telephone/PABX |  | Excellent | 0.00 | NO
Waite_WT76-Wine Innovation Central_Level One_1.44 _ Wine Store | WT-WT76-01-1.44 | WT76-01-1.44-Wine Store | Waite | WT | WT76 | Wine Innovation Central | 01 | Level One | 1.44 | 141 | School of Agriculture, Food and Wine | 141 | School of Agriculture, Food and Wine | 11.08 | Wine Store | 4 | Ancillary Area Space Group | 419 | Ancillary Area - Store Room - Generic |  | Excellent | 1,308.80 | NO
Waite_WT76-Wine Innovation Central_Level One_1.45 _ NMR Room | WT-WT76-01-1.45 | WT76-01-1.45-NMR Room | Waite | WT | WT76 | Wine Innovation Central | 01 | Level One | 1.45 | 99100 | State - AWRI - Australian Wine Research Institute | 859 | Infrastructure | 96.94 | NMR Room | 8 | Non Useable Floor Area Space Group | 811 | Non-usable - Plant room other |  | Excellent | 0.00 | NO
Waite_WT76-Wine Innovation Central_Level One_1.46 _ Tank Room | WT-WT76-01-1.46 | WT76-01-1.46-Tank Room | Waite | WT | WT76 | Wine Innovation Central | 01 | Level One | 1.46 | 141 | School of Agriculture, Food and Wine | 141 | School of Agriculture, Food and Wine | 82.9 | Tank Room | 8 | Non Useable Floor Area Space Group | 811 | Non-usable - Plant room other |  | Excellent | 0.00 | NO
Waite_WT76-Wine Innovation Central_Level Two_2.01 _ Entry | WT-WT76-02-2.01 | WT76-02-2.01-Entry | Waite | WT | WT76 | Wine Innovation Central | 02 | Level Two | 2.01 | 99939 | Unusable Spaces | 99939 | Unusable Spaces | 47.65 | Entry | 8 | Non Useable Floor Area Space Group | 805 | Non-usable - Circulation space |  | Unknown | 0.00 | NO
Waite_WT76-Wine Innovation Central_Level Two_2.02 _ Foyer | WT-WT76-02-2.02 | WT76-02-2.02-Foyer | Waite | WT | WT76 | Wine Innovation Central | 02 | Level Two | 2.02 | 99939 | Unusable Spaces | 99939 | Unusable Spaces | 23.75 | Foyer | 8 | Non Useable Floor Area Space Group | 805 | Non-usable - Circulation space |  | Unknown | 0.00 | NO
Waite_WT76-Wine Innovation Central_Level Two_2.02A _ wall cavity | WT-WT76-02-2.02A | WT76-02-2.02A-wall cavity | Waite | WT | WT76 | Wine Innovation Central | 02 | Level Two | 2.02A | 99939 | Unusable Spaces | 99939 | Unusable Spaces | 0.1 | wall cavity | 8 | Non Useable Floor Area Space Group | 800 | Non-usable - Specific type not defined |  | Unknown | 0.00 | NO
Waite_WT76-Wine Innovation Central_Level Two_2.02B _ VSR | WT-WT76-02-2.02B | WT76-02-2.02B-VSR | Waite | WT | WT76 | Wine Innovation Central | 02 | Level Two | 2.02B | 99939 | Unusable Spaces | 99939 | Unusable Spaces | 0.19 | VSR | 8 | Non Useable Floor Area Space Group | 840 | Non-usable - Service riser |  | Unknown | 0.00 | NO
Waite_WT76-Wine Innovation Central_Level Two_2.02C _ FHR | WT-WT76-02-2.02C | WT76-02-2.02C-FHR | Waite | WT | WT76 | Wine Innovation Central | 02 | Level Two | 2.02C | 99939 | Unusable Spaces | 99939 | Unusable Spaces | 0.31 | FHR | 8 | Non Useable Floor Area Space Group | 840 | Non-usable - Service riser |  | Unknown | 0.00 | NO
Waite_WT76-Wine Innovation Central_Level Two_2.02D _ FIP MECP | WT-WT76-02-2.02D | WT76-02-2.02D-FIP MECP | Waite | WT | WT76 | Wine Innovation Central | 02 | Level Two | 2.02D | 99939 | Unusable Spaces | 99939 | Unusable Spaces | 0.5 | FIP MECP | 8 | Non Useable Floor Area Space Group | 840 | Non-usable - Service riser |  | Unknown | 0.00 | NO
Waite_WT76-Wine Innovation Central_Level Two_2.03 _ Lobby | WT-WT76-02-2.03 | WT76-02-2.03-Lobby | Waite | WT | WT76 | Wine Innovation Central | 02 | Level Two | 2.03 | 99939 | Unusable Spaces | 99939 | Unusable Spaces | 22.8 | Lobby | 8 | Non Useable Floor Area Space Group | 805 | Non-usable - Circulation space |  | Unknown | 0.00 | NO
Waite_WT76-Wine Innovation Central_Level Two_2.04 _ Washroom | WT-WT76-02-2.04 | WT76-02-2.04-Washroom | Waite | WT | WT76 | Wine Innovation Central | 02 | Level Two | 2.04 | 99939 | Unusable Spaces | 99939 | Unusable Spaces | 6.75 | Washroom | 8 | Non Useable Floor Area Space Group | 835 | Non-usable - Toilets/Amenities - Other |  | Unknown | 0.00 | NO
Waite_WT76-Wine Innovation Central_Level Two_2.05 _ WC - F | WT-WT76-02-2.05 | WT76-02-2.05-WC - F | Waite | WT | WT76 | Wine Innovation Central | 02 | Level Two | 2.05 | 99939 | Unusable Spaces | 99939 | Unusable Spaces | 7.83 | WC - F | 8 | Non Useable Floor Area Space Group | 820 | Non-usable - Toilets/Amenities - Female |  | Unknown | 0.00 | NO
Waite_WT76-Wine Innovation Central_Level Two_2.06 _ WC - M | WT-WT76-02-2.06 | WT76-02-2.06-WC - M | Waite | WT | WT76 | Wine Innovation Central | 02 | Level Two | 2.06 | 99939 | Unusable Spaces | 99939 | Unusable Spaces | 7.93 | WC - M | 8 | Non Useable Floor Area Space Group | 821 | Non-usable - Toilets/Amenities - Male |  | Unknown | 0.00 | NO
Waite_WT76-Wine Innovation Central_Level Two_2.06A _ wall cavity | WT-WT76-02-2.06A | WT76-02-2.06A-wall cavity | Waite | WT | WT76 | Wine Innovation Central | 02 | Level Two | 2.06A | 99939 | Unusable Spaces | 99939 | Unusable Spaces | 0.93 | wall cavity | 8 | Non Useable Floor Area Space Group | 800 | Non-usable - Specific type not defined |  | Unknown | 0.00 | NO
Waite_WT76-Wine Innovation Central_Level Two_2.07 _ Washroom | WT-WT76-02-2.07 | WT76-02-2.07-Washroom | Waite | WT | WT76 | Wine Innovation Central | 02 | Level Two | 2.07 | 99939 | Unusable Spaces | 99939 | Unusable Spaces | 6.75 | Washroom | 8 | Non Useable Floor Area Space Group | 835 | Non-usable - Toilets/Amenities - Other |  | Unknown | 0.00 | NO
Waite_WT76-Wine Innovation Central_Level Two_2.08 _ WC - U - Access (LH) | WT-WT76-02-2.08 | WT76-02-2.08-WC - U - Access (LH) | Waite | WT | WT76 | Wine Innovation Central | 02 | Level Two | 2.08 | 99939 | Unusable Spaces | 99939 | Unusable Spaces | 5.66 | WC - U - Access (LH) | 8 | Non Useable Floor Area Space Group | 818 | Non-usable - Toilets/Amenities - Unisex Accessible |  | Unknown | 0.00 | NO
Waite_WT76-Wine Innovation Central_Level Two_2.09 _ Corr. | WT-WT76-02-2.09 | WT76-02-2.09-Corr. | Waite | WT | WT76 | Wine Innovation Central | 02 | Level Two | 2.09 | 99939 | Unusable Spaces | 99939 | Unusable Spaces | 32.12 | Corr. | 8 | Non Useable Floor Area Space Group | 805 | Non-usable - Circulation space |  | Unknown | 0.00 | NO
Waite_WT76-Wine Innovation Central_Level Two_2.09A _ wall cavity | WT-WT76-02-2.09A | WT76-02-2.09A-wall cavity | Waite | WT | WT76 | Wine Innovation Central | 02 | Level Two | 2.09A | 99939 | Unusable Spaces | 99939 | Unusable Spaces | 0.36 | wall cavity | 8 | Non Useable Floor Area Space Group | 800 | Non-usable - Specific type not defined |  | Unknown | 0.00 | NO
Waite_WT76-Wine Innovation Central_Level Two_2.09B _ wall cavity | WT-WT76-02-2.09B | WT76-02-2.09B-wall cavity | Waite | WT | WT76 | Wine Innovation Central | 02 | Level Two | 2.09B | 99939 | Unusable Spaces | 99939 | Unusable Spaces | 0.73 | wall cavity | 8 | Non Useable Floor Area Space Group | 800 | Non-usable - Specific type not defined |  | Unknown | 0.00 | NO
Waite_WT76-Wine Innovation Central_Level Two_2.09C _ Electrical | WT-WT76-02-2.09C | WT76-02-2.09C-Electrical | Waite | WT | WT76 | Wine Innovation Central | 02 | Level Two | 2.09C | 99939 | Unusable Spaces | 99939 | Unusable Spaces | 1.01 | Electrical | 8 | Non Useable Floor Area Space Group | 840 | Non-usable - Service riser |  | Unknown | 0.00 | NO
Waite_WT76-Wine Innovation Central_Level Two_2.09D _ wall cavity | WT-WT76-02-2.09D | WT76-02-2.09D-wall cavity | Waite | WT | WT76 | Wine Innovation Central | 02 | Level Two | 2.09D | 99939 | Unusable Spaces | 99939 | Unusable Spaces | 0.31 | wall cavity | 8 | Non Useable Floor Area Space Group | 800 | Non-usable - Specific type not defined |  | Unknown | 0.00 | NO
Waite_WT76-Wine Innovation Central_Level Two_2.10 _ Reception | WT-WT76-02-2.10 | WT76-02-2.10-Reception | Waite | WT | WT76 | Wine Innovation Central | 02 | Level Two | 2.10 | 99990 | Research Relationship | 859 | Infrastructure | 20.97 | Reception | 1 | Office Space Group | 118 | Open Plan - Reception Area |  | Excellent | 2,814.82 | NO
Waite_WT76-Wine Innovation Central_Level Two_2.11 _ Office | WT-WT76-02-2.11 | WT76-02-2.11-Office | Waite | WT | WT76 | Wine Innovation Central | 02 | Level Two | 2.11 | 99990 | Research Relationship | 859 | Infrastructure | 35.23 | Office | 1 | Office Space Group | 101 | Office - Academic Staff |  | Excellent | 4,728.95 | NO
Waite_WT76-Wine Innovation Central_Level Two_2.12 _ Office | WT-WT76-02-2.12 | WT76-02-2.12-Office | Waite | WT | WT76 | Wine Innovation Central | 02 | Level Two | 2.12 | 99990 | Research Relationship | 859 | Infrastructure | 10.63 | Office | 1 | Office Space Group | 101 | Office - Academic Staff |  | Excellent | 1,426.87 | NO
Waite_WT76-Wine Innovation Central_Level Two_2.13 _ Office | WT-WT76-02-2.13 | WT76-02-2.13-Office | Waite | WT | WT76 | Wine Innovation Central | 02 | Level Two | 2.13 | 99990 | Research Relationship | 859 | Infrastructure | 10.63 | Office | 1 | Office Space Group | 101 | Office - Academic Staff |  | Excellent | 1,426.87 | NO
Waite_WT76-Wine Innovation Central_Level Two_2.14 _ Staff Room | WT-WT76-02-2.14 | WT76-02-2.14-Staff Room | Waite | WT | WT76 | Wine Innovation Central | 02 | Level Two | 2.14 | 99990 | Research Relationship | 859 | Infrastructure | 14.28 | Staff Room | 6 | General Facility Space Group | 605 | General Facility - Common Room Staff access |  | Excellent | 2,146.83 | NO
Waite_WT76-Wine Innovation Central_Level Two_2.15 _ Office - Information Resources | WT-WT76-02-2.15 | WT76-02-2.15-Office - Information Resources | Waite | WT | WT76 | Wine Innovation Central | 02 | Level Two | 2.15 | 99990 | Research Relationship | 859 | Infrastructure | 70.32 | Office - Information Resources | 1 | Office Space Group | 101 | Office - Academic Staff |  | Excellent | 9,439.11 | NO
Waite_WT76-Wine Innovation Central_Level Two_2.16 _ Study Bench | WT-WT76-02-2.16 | WT76-02-2.16-Study Bench | Waite | WT | WT76 | Wine Innovation Central | 02 | Level Two | 2.16 | 99990 | Research Relationship | 859 | Infrastructure | 25.02 | Study Bench | 5 | Library, IT and Learning Space Group | 517 | Informal Learning | INFORMAL-PRIM-C | Excellent | 3,761.47 | NO
Waite_WT76-Wine Innovation Central_Level Two_2.17 _ Plantroom | WT-WT76-02-2.17 | WT76-02-2.17-Plantroom | Waite | WT | WT76 | Wine Innovation Central | 02 | Level Two | 2.17 | 99939 | Unusable Spaces | 99939 | Unusable Spaces | 52.93 | Plantroom | 8 | Non Useable Floor Area Space Group | 811 | Non-usable - Plant room other |  | Unknown | 0.00 | NO
Waite_WT76-Wine Innovation Central_Level Two_2.18 _ Stair - West | WT-WT76-02-2.18 | WT76-02-2.18-Stair - West | Waite | WT | WT76 | Wine Innovation Central | 02 | Level Two | 2.18 | 99939 | Unusable Spaces | 99939 | Unusable Spaces | 19.78 | Stair - West | 8 | Non Useable Floor Area Space Group | 805 | Non-usable - Circulation space |  | Unknown | 0.00 | NO
Waite_WT76-Wine Innovation Central_Level Two_2.19 _ Library Store | WT-WT76-02-2.19 | WT76-02-2.19-Library Store | Waite | WT | WT76 | Wine Innovation Central | 02 | Level Two | 2.19 | 99990 | Research Relationship | 859 | Infrastructure | 24.19 | Library Store | 4 | Ancillary Area Space Group | 419 | Ancillary Area - Store Room - Generic |  | Excellent | 2,857.40 | NO
Waite_WT76-Wine Innovation Central_Level Two_2.20 _ Utility | WT-WT76-02-2.20 | WT76-02-2.20-Utility | Waite | WT | WT76 | Wine Innovation Central | 02 | Level Two | 2.20 | 99990 | Research Relationship | 859 | Infrastructure | 7.41 | Utility | 6 | General Facility Space Group | 603 | General Facility - Resource room |  | Excellent | 1,114.01 | NO
Waite_WT76-Wine Innovation Central_Level Two_2.21 _ Store | WT-WT76-02-2.21 | WT76-02-2.21-Store | Waite | WT | WT76 | Wine Innovation Central | 02 | Level Two | 2.21 | 99990 | Research Relationship | 859 | Infrastructure | 2.68 | Store | 4 | Ancillary Area Space Group | 419 | Ancillary Area - Store Room - Generic |  | Excellent | 316.57 | NO
Waite_WT76-Wine Innovation Central_Level Two_2.22 _ Utility | WT-WT76-02-2.22 | WT76-02-2.22-Utility | Waite | WT | WT76 | Wine Innovation Central | 02 | Level Two | 2.22 | 99990 | Research Relationship | 859 | Infrastructure | 8.06 | Utility | 6 | General Facility Space Group | 603 | General Facility - Resource room |  | Excellent | 1,211.73 | NO
Waite_WT76-Wine Innovation Central_Level Two_2.23 _ Seminar 1 | WT-WT76-02-2.23 | WT76-02-2.23-Seminar 1 | Waite | WT | WT76 | Wine Innovation Central | 02 | Level Two | 2.23 | 99990 | Research Relationship | 859 | Infrastructure | 39.19 | Seminar 1 | 2 | Teaching Space Group | 206 | Lecture/Seminar/Tutorial/Class Room (<30) Flat Floor |  | Excellent | 6,417.82 | NO
Waite_WT76-Wine Innovation Central_Level Two_2.24 _ Seminar 2 | WT-WT76-02-2.24 | WT76-02-2.24-Seminar 2 | Waite | WT | WT76 | Wine Innovation Central | 02 | Level Two | 2.24 | 99990 | Research Relationship | 859 | Infrastructure | 40.99 | Seminar 2 | 2 | Teaching Space Group | 206 | Lecture/Seminar/Tutorial/Class Room (<30) Flat Floor |  | Excellent | 6,712.59 | NO
Waite_WT76-Wine Innovation Central_Level Two_2.24A _ wall cavity | WT-WT76-02-2.24A | WT76-02-2.24A-wall cavity | Waite | WT | WT76 | Wine Innovation Central | 02 | Level Two | 2.24A | 99939 | Unusable Spaces | 99939 | Unusable Spaces | 0.99 | wall cavity | 8 | Non Useable Floor Area Space Group | 800 | Non-usable - Specific type not defined |  | Unknown | 0.00 | NO
Waite_WT76-Wine Innovation Central_Level Two_2.25 _ Corr. | WT-WT76-02-2.25 | WT76-02-2.25-Corr. | Waite | WT | WT76 | Wine Innovation Central | 02 | Level Two | 2.25 | 99939 | Unusable Spaces | 99939 | Unusable Spaces | 50.92 | Corr. | 8 | Non Useable Floor Area Space Group | 805 | Non-usable - Circulation space |  | Unknown | 0.00 | NO
Waite_WT76-Wine Innovation Central_Level Two_2.25A _ FHR | WT-WT76-02-2.25A | WT76-02-2.25A-FHR | Waite | WT | WT76 | Wine Innovation Central | 02 | Level Two | 2.25A | 99939 | Unusable Spaces | 99939 | Unusable Spaces | 0.3 | FHR | 8 | Non Useable Floor Area Space Group | 840 | Non-usable - Service riser |  | Unknown | 0.00 | NO
Waite_WT76-Wine Innovation Central_Level Two_2.25B _ VSR | WT-WT76-02-2.25B | WT76-02-2.25B-VSR | Waite | WT | WT76 | Wine Innovation Central | 02 | Level Two | 2.25B | 99939 | Unusable Spaces | 99939 | Unusable Spaces | 0.63 | VSR | 8 | Non Useable Floor Area Space Group | 840 | Non-usable - Service riser |  | Unknown | 0.00 | NO
Waite_WT76-Wine Innovation Central_Level Two_2.26 _ Foyer | WT-WT76-02-2.26 | WT76-02-2.26-Foyer | Waite | WT | WT76 | Wine Innovation Central | 02 | Level Two | 2.26 | 99939 | Unusable Spaces | 99939 | Unusable Spaces | 28.69 | Foyer | 8 | Non Useable Floor Area Space Group | 805 | Non-usable - Circulation space |  | Unknown | 0.00 | NO
Waite_WT76-Wine Innovation Central_Level Two_2.27 _ Utility | WT-WT76-02-2.27 | WT76-02-2.27-Utility | Waite | WT | WT76 | Wine Innovation Central | 02 | Level Two | 2.27 | 99990 | Research Relationship | 859 | Infrastructure | 7.31 | Utility | 6 | General Facility Space Group | 603 | General Facility - Resource room |  | Excellent | 1,098.97 | NO
Waite_WT76-Wine Innovation Central_Level Two_2.28 _ Kitchen | WT-WT76-02-2.28 | WT76-02-2.28-Kitchen | Waite | WT | WT76 | Wine Innovation Central | 02 | Level Two | 2.28 | 99990 | Research Relationship | 859 | Infrastructure | 11.81 | Kitchen | 6 | General Facility Space Group | 608 | General Facility - Kitchen/Servery/Food Storage |  | Excellent | 1,775.50 | NO
Waite_WT76-Wine Innovation Central_Level Two_2.29 _ Store | WT-WT76-02-2.29 | WT76-02-2.29-Store | Waite | WT | WT76 | Wine Innovation Central | 02 | Level Two | 2.29 | 99990 | Research Relationship | 859 | Infrastructure | 11.81 | Store | 4 | Ancillary Area Space Group | 419 | Ancillary Area - Store Room - Generic |  | Excellent | 1,395.03 | NO
Waite_WT76-Wine Innovation Central_Level Two_2.30 _ Corr. | WT-WT76-02-2.30 | WT76-02-2.30-Corr. | Waite | WT | WT76 | Wine Innovation Central | 02 | Level Two | 2.30 | 99939 | Unusable Spaces | 99939 | Unusable Spaces | 17.94 | Corr. | 8 | Non Useable Floor Area Space Group | 805 | Non-usable - Circulation space |  | Unknown | 0.00 | NO
Waite_WT76-Wine Innovation Central_Level Two_2.31 _ AWITC | WT-WT76-02-2.31 | WT76-02-2.31-AWITC | Waite | WT | WT76 | Wine Innovation Central | 02 | Level Two | 2.31 | 99990 | Research Relationship | 859 | Infrastructure | 30.71 | AWITC | 1 | Office Space Group | 101 | Office - Academic Staff |  | Excellent | 4,122.23 | NO
Waite_WT76-Wine Innovation Central_Level Two_2.32 _ Office | WT-WT76-02-2.32 | WT76-02-2.32-Office | Waite | WT | WT76 | Wine Innovation Central | 02 | Level Two | 2.32 | 99990 | Research Relationship | 859 | Infrastructure | 16.2 | Office | 1 | Office Space Group | 101 | Office - Academic Staff |  | Excellent | 2,174.54 | NO
Waite_WT76-Wine Innovation Central_Level Two_2.33 _ Office | WT-WT76-02-2.33 | WT76-02-2.33-Office | Waite | WT | WT76 | Wine Innovation Central | 02 | Level Two | 2.33 | 99990 | Research Relationship | 859 | Infrastructure | 12.67 | Office | 1 | Office Space Group | 101 | Office - Academic Staff |  | Excellent | 1,700.70 | NO
Waite_WT76-Wine Innovation Central_Level Two_2.34 _ Office - Admin | WT-WT76-02-2.34 | WT76-02-2.34-Office - Admin | Waite | WT | WT76 | Wine Innovation Central | 02 | Level Two | 2.34 | 99990 | Research Relationship | 859 | Infrastructure | 11.55 | Office - Admin | 1 | Office Space Group | 108 | Office - Professional/General Staff |  | Excellent | 1,550.37 | NO
Waite_WT76-Wine Innovation Central_Level Two_2.35 _ Office | WT-WT76-02-2.35 | WT76-02-2.35-Office | Waite | WT | WT76 | Wine Innovation Central | 02 | Level Two | 2.35 | 99990 | Research Relationship | 859 | Infrastructure | 22.55 | Office | 1 | Office Space Group | 101 | Office - Academic Staff |  | Excellent | 3,026.90 | NO
Waite_WT76-Wine Innovation Central_Level Two_2.36 _ Boardroom | WT-WT76-02-2.36 | WT76-02-2.36-Boardroom | Waite | WT | WT76 | Wine Innovation Central | 02 | Level Two | 2.36 | 99990 | Research Relationship | 859 | Infrastructure | 68.87 | Boardroom | 6 | General Facility Space Group | 601 | General Facility - Committee/Conference/Meeting room |  | Excellent | 10,353.81 | NO
Waite_WT76-Wine Innovation Central_Level Two_2.37 _ Meeting | WT-WT76-02-2.37 | WT76-02-2.37-Meeting | Waite | WT | WT76 | Wine Innovation Central | 02 | Level Two | 2.37 | 99990 | Research Relationship | 859 | Infrastructure | 24.46 | Meeting | 6 | General Facility Space Group | 601 | General Facility - Committee/Conference/Meeting room |  | Excellent | 3,677.28 | NO
Waite_WT76-Wine Innovation Central_Level Two_2.38 _ Corr. | WT-WT76-02-2.38 | WT76-02-2.38-Corr. | Waite | WT | WT76 | Wine Innovation Central | 02 | Level Two | 2.38 | 99939 | Unusable Spaces | 99939 | Unusable Spaces | 10.2 | Corr. | 8 | Non Useable Floor Area Space Group | 805 | Non-usable - Circulation space |  | Unknown | 0.00 | NO
Waite_WT76-Wine Innovation Central_Level Two_2.39 _ Corr. | WT-WT76-02-2.39 | WT76-02-2.39-Corr. | Waite | WT | WT76 | Wine Innovation Central | 02 | Level Two | 2.39 | 99939 | Unusable Spaces | 99939 | Unusable Spaces | 10.04 | Corr. | 8 | Non Useable Floor Area Space Group | 805 | Non-usable - Circulation space |  | Unknown | 0.00 | NO
Waite_WT76-Wine Innovation Central_Level Two_2.39A _ Electrical | WT-WT76-02-2.39A | WT76-02-2.39A-Electrical | Waite | WT | WT76 | Wine Innovation Central | 02 | Level Two | 2.39A | 99939 | Unusable Spaces | 99939 | Unusable Spaces | 1.36 | Electrical | 8 | Non Useable Floor Area Space Group | 840 | Non-usable - Service riser |  | Unknown | 0.00 | NO
Waite_WT76-Wine Innovation Central_Level Two_2.39B _ VSR | WT-WT76-02-2.39B | WT76-02-2.39B-VSR | Waite | WT | WT76 | Wine Innovation Central | 02 | Level Two | 2.39B | 99939 | Unusable Spaces | 99939 | Unusable Spaces | 0.6 | VSR | 8 | Non Useable Floor Area Space Group | 840 | Non-usable - Service riser |  | Unknown | 0.00 | NO
Waite_WT76-Wine Innovation Central_Level Two_2.39C _ Comms | WT-WT76-02-2.39C | WT76-02-2.39C-Comms | Waite | WT | WT76 | Wine Innovation Central | 02 | Level Two | 2.39C | 99939 | Unusable Spaces | 99939 | Unusable Spaces | 0.9 | Comms | 8 | Non Useable Floor Area Space Group | 812 | Non-usable - Comms/network system/Telephone/PABX |  | Unknown | 0.00 | NO
Waite_WT76-Wine Innovation Central_Level Two_2.39D _ wall cavity | WT-WT76-02-2.39D | WT76-02-2.39D-wall cavity | Waite | WT | WT76 | Wine Innovation Central | 02 | Level Two | 2.39D | 99939 | Unusable Spaces | 99939 | Unusable Spaces | 3.72 | wall cavity | 8 | Non Useable Floor Area Space Group | 840 | Non-usable - Service riser |  | Unknown | 0.00 | NO
Waite_WT76-Wine Innovation Central_Level Two_2.40 _ Corr. | WT-WT76-02-2.40 | WT76-02-2.40-Corr. | Waite | WT | WT76 | Wine Innovation Central | 02 | Level Two | 2.40 | 99939 | Unusable Spaces | 99939 | Unusable Spaces | 54.84 | Corr. | 8 | Non Useable Floor Area Space Group | 805 | Non-usable - Circulation space |  | Unknown | 0.00 | NO
Waite_WT76-Wine Innovation Central_Level Two_2.40A _ FHR | WT-WT76-02-2.40A | WT76-02-2.40A-FHR | Waite | WT | WT76 | Wine Innovation Central | 02 | Level Two | 2.40A | 99939 | Unusable Spaces | 99939 | Unusable Spaces | 0.3 | FHR | 8 | Non Useable Floor Area Space Group | 840 | Non-usable - Service riser |  | Unknown | 0.00 | NO
Waite_WT76-Wine Innovation Central_Level Two_2.40B _ VSR | WT-WT76-02-2.40B | WT76-02-2.40B-VSR | Waite | WT | WT76 | Wine Innovation Central | 02 | Level Two | 2.40B | 99939 | Unusable Spaces | 99939 | Unusable Spaces | 0.21 | VSR | 8 | Non Useable Floor Area Space Group | 840 | Non-usable - Service riser |  | Unknown | 0.00 | NO
Waite_WT76-Wine Innovation Central_Level Two_2.41 _ Office - Admin | WT-WT76-02-2.41 | WT76-02-2.41-Office - Admin | Waite | WT | WT76 | Wine Innovation Central | 02 | Level Two | 2.41 | 99990 | Research Relationship | 859 | Infrastructure | 55.71 | Office - Admin | 1 | Office Space Group | 108 | Office - Professional/General Staff |  | Excellent | 7,478.00 | NO
Waite_WT76-Wine Innovation Central_Level Two_2.42 _ Office | WT-WT76-02-2.42 | WT76-02-2.42-Office | Waite | WT | WT76 | Wine Innovation Central | 02 | Level Two | 2.42 | 99990 | Research Relationship | 859 | Infrastructure | 10.26 | Office | 1 | Office Space Group | 101 | Office - Academic Staff |  | Excellent | 1,377.21 | NO
Waite_WT76-Wine Innovation Central_Level Two_2.43 _ Office | WT-WT76-02-2.43 | WT76-02-2.43-Office | Waite | WT | WT76 | Wine Innovation Central | 02 | Level Two | 2.43 | 99990 | Research Relationship | 859 | Infrastructure | 10.36 | Office | 1 | Office Space Group | 101 | Office - Academic Staff |  | Excellent | 1,390.63 | NO
Waite_WT76-Wine Innovation Central_Level Two_2.44 _ Office | WT-WT76-02-2.44 | WT76-02-2.44-Office | Waite | WT | WT76 | Wine Innovation Central | 02 | Level Two | 2.44 | 99990 | Research Relationship | 859 | Infrastructure | 10.9 | Office | 1 | Office Space Group | 101 | Office - Academic Staff |  | Excellent | 1,463.12 | NO
Waite_WT76-Wine Innovation Central_Level Two_2.45 _ Office | WT-WT76-02-2.45 | WT76-02-2.45-Office | Waite | WT | WT76 | Wine Innovation Central | 02 | Level Two | 2.45 | 99990 | Research Relationship | 859 | Infrastructure | 10.63 | Office | 1 | Office Space Group | 101 | Office - Academic Staff |  | Excellent | 1,426.87 | NO
Waite_WT76-Wine Innovation Central_Level Two_2.46 _ Office | WT-WT76-02-2.46 | WT76-02-2.46-Office | Waite | WT | WT76 | Wine Innovation Central | 02 | Level Two | 2.46 | 99990 | Research Relationship | 859 | Infrastructure | 10.05 | Office | 1 | Office Space Group | 101 | Office - Academic Staff |  | Excellent | 1,349.02 | NO
Waite_WT76-Wine Innovation Central_Level Two_2.47 _ Office | WT-WT76-02-2.47 | WT76-02-2.47-Office | Waite | WT | WT76 | Wine Innovation Central | 02 | Level Two | 2.47 | 99990 | Research Relationship | 859 | Infrastructure | 10.05 | Office | 1 | Office Space Group | 101 | Office - Academic Staff |  | Excellent | 1,349.02 | NO
Waite_WT76-Wine Innovation Central_Level Two_2.48 _ Utility | WT-WT76-02-2.48 | WT76-02-2.48-Utility | Waite | WT | WT76 | Wine Innovation Central | 02 | Level Two | 2.48 | 99990 | Research Relationship | 859 | Infrastructure | 9.97 | Utility | 6 | General Facility Space Group | 603 | General Facility - Resource room |  | Excellent | 1,498.87 | NO
Waite_WT76-Wine Innovation Central_Level Two_2.49 _ Office | WT-WT76-02-2.49 | WT76-02-2.49-Office | Waite | WT | WT76 | Wine Innovation Central | 02 | Level Two | 2.49 | 99990 | Research Relationship | 859 | Infrastructure | 10.05 | Office | 1 | Office Space Group | 101 | Office - Academic Staff |  | Excellent | 1,349.02 | NO
Waite_WT76-Wine Innovation Central_Level Two_2.50 _ Office | WT-WT76-02-2.50 | WT76-02-2.50-Office | Waite | WT | WT76 | Wine Innovation Central | 02 | Level Two | 2.50 | 99990 | Research Relationship | 859 | Infrastructure | 10.63 | Office | 1 | Office Space Group | 101 | Office - Academic Staff |  | Excellent | 1,426.87 | NO
Waite_WT76-Wine Innovation Central_Level Two_2.51 _ Office - Open Plan | WT-WT76-02-2.51 | WT76-02-2.51-Office - Open Plan | Waite | WT | WT76 | Wine Innovation Central | 02 | Level Two | 2.51 | 99990 | Research Relationship | 859 | Infrastructure | 109.69 | Office - Open Plan | 1 | Office Space Group | 112 | Open Plan - Academic Staff |  | Excellent | 14,723.77 | NO
Waite_WT76-Wine Innovation Central_Level Two_2.52 _ Office | WT-WT76-02-2.52 | WT76-02-2.52-Office | Waite | WT | WT76 | Wine Innovation Central | 02 | Level Two | 2.52 | 99990 | Research Relationship | 859 | Infrastructure | 11.56 | Office | 1 | Office Space Group | 101 | Office - Academic Staff |  | Excellent | 1,551.71 | NO
Waite_WT76-Wine Innovation Central_Level Two_2.53 _ Office | WT-WT76-02-2.53 | WT76-02-2.53-Office | Waite | WT | WT76 | Wine Innovation Central | 02 | Level Two | 2.53 | 99990 | Research Relationship | 859 | Infrastructure | 11.56 | Office | 1 | Office Space Group | 101 | Office - Academic Staff |  | Excellent | 1,551.71 | NO
Waite_WT76-Wine Innovation Central_Level Two_2.54 _ Office | WT-WT76-02-2.54 | WT76-02-2.54-Office | Waite | WT | WT76 | Wine Innovation Central | 02 | Level Two | 2.54 | 99990 | Research Relationship | 859 | Infrastructure | 11.56 | Office | 1 | Office Space Group | 101 | Office - Academic Staff |  | Excellent | 1,551.71 | NO
Waite_WT76-Wine Innovation Central_Level Two_2.55 _ Office | WT-WT76-02-2.55 | WT76-02-2.55-Office | Waite | WT | WT76 | Wine Innovation Central | 02 | Level Two | 2.55 | 99990 | Research Relationship | 859 | Infrastructure | 10.13 | Office | 1 | Office Space Group | 101 | Office - Academic Staff |  | Excellent | 1,359.76 | NO
Waite_WT76-Wine Innovation Central_Level Two_2.56 _ Office | WT-WT76-02-2.56 | WT76-02-2.56-Office | Waite | WT | WT76 | Wine Innovation Central | 02 | Level Two | 2.56 | 99990 | Research Relationship | 859 | Infrastructure | 9.66 | Office | 1 | Office Space Group | 101 | Office - Academic Staff |  | Excellent | 1,296.67 | NO
Waite_WT76-Wine Innovation Central_Level Two_2.57 _ Office | WT-WT76-02-2.57 | WT76-02-2.57-Office | Waite | WT | WT76 | Wine Innovation Central | 02 | Level Two | 2.57 | 99990 | Research Relationship | 859 | Infrastructure | 9.13 | Office | 1 | Office Space Group | 101 | Office - Academic Staff |  | Excellent | 1,225.53 | NO
Waite_WT76-Wine Innovation Central_Level Two_2.58 _ Stair - East | WT-WT76-02-2.58 | WT76-02-2.58-Stair - East | Waite | WT | WT76 | Wine Innovation Central | 02 | Level Two | 2.58 | 99939 | Unusable Spaces | 99939 | Unusable Spaces | 20.06 | Stair - East | 8 | Non Useable Floor Area Space Group | 805 | Non-usable - Circulation space |  | Unknown | 0.00 | NO
Waite_WT76-Wine Innovation Central_Level Two_2.59 _ Plantroom | WT-WT76-02-2.59 | WT76-02-2.59-Plantroom | Waite | WT | WT76 | Wine Innovation Central | 02 | Level Two | 2.59 | 99939 | Unusable Spaces | 99939 | Unusable Spaces | 52.93 | Plantroom | 8 | Non Useable Floor Area Space Group | 811 | Non-usable - Plant room other |  | Unknown | 0.00 | NO
Waite_WT76-Wine Innovation Central_Level Two_2.60 _ Store | WT-WT76-02-2.60 | WT76-02-2.60-Store | Waite | WT | WT76 | Wine Innovation Central | 02 | Level Two | 2.60 | 99990 | Research Relationship | 859 | Infrastructure | 25.59 | Store | 4 | Ancillary Area Space Group | 419 | Ancillary Area - Store Room - Generic |  | Excellent | 3,022.77 | NO
Waite_WT76-Wine Innovation Central_Level Two_2.61 _ Laboratory | WT-WT76-02-2.61 | WT76-02-2.61-Laboratory | Waite | WT | WT76 | Wine Innovation Central | 02 | Level Two | 2.61 | 99990 | Research Relationship | 859 | Infrastructure | 132.3 | Laboratory | 3 | Specialist Teaching or Research Space Group | 300 | Laboratory - Specialist teaching and research - type not defined |  | Excellent | 23,619.11 | NO
Waite_WT76-Wine Innovation Central_Level Two_2.61A _ wall cavity | WT-WT76-02-2.61A | WT76-02-2.61A-wall cavity | Waite | WT | WT76 | Wine Innovation Central | 02 | Level Two | 2.61A | 99939 | Unusable Spaces | 99939 | Unusable Spaces | 0.36 | wall cavity | 8 | Non Useable Floor Area Space Group | 800 | Non-usable - Specific type not defined |  | Unknown | 0.00 | NO
Waite_WT76-Wine Innovation Central_Level Two_2.61B _ wall cavity | WT-WT76-02-2.61B | WT76-02-2.61B-wall cavity | Waite | WT | WT76 | Wine Innovation Central | 02 | Level Two | 2.61B | 99939 | Unusable Spaces | 99939 | Unusable Spaces | 0.04 | wall cavity | 8 | Non Useable Floor Area Space Group | 800 | Non-usable - Specific type not defined |  | Unknown | 0.00 | NO
Waite_WT76-Wine Innovation Central_Level Two_2.61C _ wall cavity | WT-WT76-02-2.61C | WT76-02-2.61C-wall cavity | Waite | WT | WT76 | Wine Innovation Central | 02 | Level Two | 2.61C | 99939 | Unusable Spaces | 99939 | Unusable Spaces | 0.04 | wall cavity | 8 | Non Useable Floor Area Space Group | 800 | Non-usable - Specific type not defined |  | Unknown | 0.00 | NO
Waite_WT76-Wine Innovation Central_Level Two_2.61D _ wall cavity | WT-WT76-02-2.61D | WT76-02-2.61D-wall cavity | Waite | WT | WT76 | Wine Innovation Central | 02 | Level Two | 2.61D | 99939 | Unusable Spaces | 99939 | Unusable Spaces | 0.36 | wall cavity | 8 | Non Useable Floor Area Space Group | 800 | Non-usable - Specific type not defined |  | Unknown | 0.00 | NO
Waite_WT76-Wine Innovation Central_Level Two_2.62 _ Receiving - Sample | WT-WT76-02-2.62 | WT76-02-2.62-Receiving - Sample | Waite | WT | WT76 | Wine Innovation Central | 02 | Level Two | 2.62 | 99990 | Research Relationship | 859 | Infrastructure | 14.81 | Receiving - Sample | 4 | Ancillary Area Space Group | 408 | Ancillary Area - Mail Room/ Goods Receipt/Despatch |  | Excellent | 1,749.40 | NO
Waite_WT76-Wine Innovation Central_Level Two_2.62A _ Trolley Bay | WT-WT76-02-2.62A | WT76-02-2.62A-Trolley Bay | Waite | WT | WT76 | Wine Innovation Central | 02 | Level Two | 2.62A | 99990 | Research Relationship | 859 | Infrastructure | 1.61 | Trolley Bay | 4 | Ancillary Area Space Group | 419 | Ancillary Area - Store Room - Generic |  | Excellent | 190.18 | NO
Waite_WT76-Wine Innovation Central_Level Two_2.63 _ Freezer | WT-WT76-02-2.63 | WT76-02-2.63-Freezer | Waite | WT | WT76 | Wine Innovation Central | 02 | Level Two | 2.63 | 99990 | Research Relationship | 859 | Infrastructure | 8.8 | Freezer | 4 | Ancillary Area Space Group | 405 | Ancillary Area - Constant Temperature/ Freezer/Cold/Warm Rooms |  | Excellent | 1,039.48 | NO
Waite_WT76-Wine Innovation Central_Level Two_2.64 _ Server | WT-WT76-02-2.64 | WT76-02-2.64-Server | Waite | WT | WT76 | Wine Innovation Central | 02 | Level Two | 2.64 | 99990 | Research Relationship | 859 | Infrastructure | 12.29 | Server | 8 | Non Useable Floor Area Space Group | 815 | Non-usable - Switch room |  | Excellent | 0.00 | NO
Waite_WT76-Wine Innovation Central_Level Two_2.65 _ Store | WT-WT76-02-2.65 | WT76-02-2.65-Store | Waite | WT | WT76 | Wine Innovation Central | 02 | Level Two | 2.65 | 99990 | Research Relationship | 859 | Infrastructure | 11.53 | Store | 4 | Ancillary Area Space Group | 419 | Ancillary Area - Store Room - Generic |  | Excellent | 1,361.96 | NO
Waite_WT76-Wine Innovation Central_Level Two_2.66 _ Meeting | WT-WT76-02-2.66 | WT76-02-2.66-Meeting | Waite | WT | WT76 | Wine Innovation Central | 02 | Level Two | 2.66 | 99990 | Research Relationship | 859 | Infrastructure | 26.11 | Meeting | 6 | General Facility Space Group | 601 | General Facility - Committee/Conference/Meeting room |  | Excellent | 3,925.34 | NO
Waite_WT76-Wine Innovation Central_Level Two_2.67 _ Cleaner | WT-WT76-02-2.67 | WT76-02-2.67-Cleaner | Waite | WT | WT76 | Wine Innovation Central | 02 | Level Two | 2.67 | 99939 | Unusable Spaces | 99939 | Unusable Spaces | 2.36 | Cleaner | 8 | Non Useable Floor Area Space Group | 806 | Non-usable - Cleaners room |  | Unknown | 0.00 | NO
Waite_WT76-Wine Innovation Central_Level Two_2.68 _ Gas Store | WT-WT76-02-2.68 | WT76-02-2.68-Gas Store | Waite | WT | WT76 | Wine Innovation Central | 02 | Level Two | 2.68 | 99990 | Research Relationship | 859 | Infrastructure | 4.23 | Gas Store | 4 | Ancillary Area Space Group | 418 | Ancillary Area - Dangerous goods storage |  | Excellent | 499.66 | NO
Waite_WT76-Wine Innovation Central_Level Two_2.69 _ Corr. | WT-WT76-02-2.69 | WT76-02-2.69-Corr. | Waite | WT | WT76 | Wine Innovation Central | 02 | Level Two | 2.69 | 99939 | Unusable Spaces | 99939 | Unusable Spaces | 44.72 | Corr. | 8 | Non Useable Floor Area Space Group | 805 | Non-usable - Circulation space |  | Unknown | 0.00 | NO
Waite_WT76-Wine Innovation Central_Level Two_2.69A _ wall cavity | WT-WT76-02-2.69A | WT76-02-2.69A-wall cavity | Waite | WT | WT76 | Wine Innovation Central | 02 | Level Two | 2.69A | 99939 | Unusable Spaces | 99939 | Unusable Spaces | 0.1 | wall cavity | 8 | Non Useable Floor Area Space Group | 800 | Non-usable - Specific type not defined |  | Unknown | 0.00 | NO
Waite_WT76-Wine Innovation Central_Level Two_2.69B _ wall cavity | WT-WT76-02-2.69B | WT76-02-2.69B-wall cavity | Waite | WT | WT76 | Wine Innovation Central | 02 | Level Two | 2.69B | 99939 | Unusable Spaces | 99939 | Unusable Spaces | 0.24 | wall cavity | 8 | Non Useable Floor Area Space Group | 800 | Non-usable - Specific type not defined |  | Unknown | 0.00 | NO
Waite_WT76-Wine Innovation Central_Level Two_2.69C _ wall cavity | WT-WT76-02-2.69C | WT76-02-2.69C-wall cavity | Waite | WT | WT76 | Wine Innovation Central | 02 | Level Two | 2.69C | 99939 | Unusable Spaces | 99939 | Unusable Spaces | 0.05 | wall cavity | 8 | Non Useable Floor Area Space Group | 800 | Non-usable - Specific type not defined |  | Unknown | 0.00 | NO
Waite_WT76-Wine Innovation Central_Level Two_2.69D _ wall cavity | WT-WT76-02-2.69D | WT76-02-2.69D-wall cavity | Waite | WT | WT76 | Wine Innovation Central | 02 | Level Two | 2.69D | 99939 | Unusable Spaces | 99939 | Unusable Spaces | 0.56 | wall cavity | 8 | Non Useable Floor Area Space Group | 800 | Non-usable - Specific type not defined |  | Unknown | 0.00 | NO
Waite_WT76-Wine Innovation Central_Level Two_2.69E _ wall cavity | WT-WT76-02-2.69E | WT76-02-2.69E-wall cavity | Waite | WT | WT76 | Wine Innovation Central | 02 | Level Two | 2.69E | 99939 | Unusable Spaces | 99939 | Unusable Spaces | 3.04 | wall cavity | 8 | Non Useable Floor Area Space Group | 800 | Non-usable - Specific type not defined |  | Unknown | 0.00 | NO
Waite_WT76-Wine Innovation Central_Level Two_2.69F _ wall cavity | WT-WT76-02-2.69F | WT76-02-2.69F-wall cavity | Waite | WT | WT76 | Wine Innovation Central | 02 | Level Two | 2.69F | 99939 | Unusable Spaces | 99939 | Unusable Spaces | 0.17 | wall cavity | 8 | Non Useable Floor Area Space Group | 800 | Non-usable - Specific type not defined |  | Unknown | 0.00 | NO
Waite_WT76-Wine Innovation Central_Level Two_2.69G _ wall cavity | WT-WT76-02-2.69G | WT76-02-2.69G-wall cavity | Waite | WT | WT76 | Wine Innovation Central | 02 | Level Two | 2.69G | 99939 | Unusable Spaces | 99939 | Unusable Spaces | 0.15 | wall cavity | 8 | Non Useable Floor Area Space Group | 800 | Non-usable - Specific type not defined |  | Unknown | 0.00 | NO
Waite_WT76-Wine Innovation Central_Level Two_2.70 _ Booths | WT-WT76-02-2.70 | WT76-02-2.70-Booths | Waite | WT | WT76 | Wine Innovation Central | 02 | Level Two | 2.70 | 99990 | Research Relationship | 859 | Infrastructure | 14.19 | Booths | 3 | Specialist Teaching or Research Space Group | 300 | Laboratory - Specialist teaching and research - type not defined |  | Excellent | 2,533.30 | NO
Waite_WT76-Wine Innovation Central_Level Two_2.71 _ Sensory Laboratory | WT-WT76-02-2.71 | WT76-02-2.71-Sensory Laboratory | Waite | WT | WT76 | Wine Innovation Central | 02 | Level Two | 2.71 | 99990 | Research Relationship | 859 | Infrastructure | 40.14 | Sensory Laboratory | 3 | Specialist Teaching or Research Space Group | 300 | Laboratory - Specialist teaching and research - type not defined |  | Excellent | 7,166.07 | NO
Waite_WT76-Wine Innovation Central_Level Two_2.72 _ Booths | WT-WT76-02-2.72 | WT76-02-2.72-Booths | Waite | WT | WT76 | Wine Innovation Central | 02 | Level Two | 2.72 | 99990 | Research Relationship | 859 | Infrastructure | 14.09 | Booths | 3 | Specialist Teaching or Research Space Group | 300 | Laboratory - Specialist teaching and research - type not defined |  | Excellent | 2,515.44 | NO
Waite_WT76-Wine Innovation Central_Level Two_2.73 _ Office | WT-WT76-02-2.73 | WT76-02-2.73-Office | Waite | WT | WT76 | Wine Innovation Central | 02 | Level Two | 2.73 | 99990 | Research Relationship | 859 | Infrastructure | 22.82 | Office | 1 | Office Space Group | 101 | Office - Academic Staff |  | Excellent | 3,063.15 | NO
Waite_WT76-Wine Innovation Central_Level Two_2.74 _ Corr. | WT-WT76-02-2.74 | WT76-02-2.74-Corr. | Waite | WT | WT76 | Wine Innovation Central | 02 | Level Two | 2.74 | 99939 | Unusable Spaces | 99939 | Unusable Spaces | 48.56 | Corr. | 8 | Non Useable Floor Area Space Group | 805 | Non-usable - Circulation space |  | Unknown | 0.00 | NO
Waite_WT76-Wine Innovation Central_Level Two_2.74A _ BASIN EMERG SHOWER | WT-WT76-02-2.74A | WT76-02-2.74A-BASIN EMERG SHOWER | Waite | WT | WT76 | Wine Innovation Central | 02 | Level Two | 2.74A | 99939 | Unusable Spaces | 99939 | Unusable Spaces | 0.94 | BASIN EMERG SHOWER | 4 | Ancillary Area Space Group | 400 | Ancillary Area - Specific Type Not Defined |  | Unknown | 0.00 | NO
Waite_WT76-Wine Innovation Central_Level Two_2.74B _ VSR | WT-WT76-02-2.74B | WT76-02-2.74B-VSR | Waite | WT | WT76 | Wine Innovation Central | 02 | Level Two | 2.74B | 99939 | Unusable Spaces | 99939 | Unusable Spaces | 0.94 | VSR | 8 | Non Useable Floor Area Space Group | 840 | Non-usable - Service riser |  | Unknown | 0.00 | NO
Waite_WT76-Wine Innovation Central_Level Two_2.74C _ BASIN EMERG SHOWER | WT-WT76-02-2.74C | WT76-02-2.74C-BASIN EMERG SHOWER | Waite | WT | WT76 | Wine Innovation Central | 02 | Level Two | 2.74C | 99939 | Unusable Spaces | 99939 | Unusable Spaces | 0.94 | BASIN EMERG SHOWER | 4 | Ancillary Area Space Group | 400 | Ancillary Area - Specific Type Not Defined |  | Unknown | 0.00 | NO
Waite_WT76-Wine Innovation Central_Level Two_2.75 _ Laboratory | WT-WT76-02-2.75 | WT76-02-2.75-Laboratory | Waite | WT | WT76 | Wine Innovation Central | 02 | Level Two | 2.75 | 99990 | Research Relationship | 859 | Infrastructure | 83.19 | Laboratory | 3 | Specialist Teaching or Research Space Group | 300 | Laboratory - Specialist teaching and research - type not defined |  | Excellent | 14,851.66 | NO
Waite_WT76-Wine Innovation Central_Level Two_2.76 _ Laboratory | WT-WT76-02-2.76 | WT76-02-2.76-Laboratory | Waite | WT | WT76 | Wine Innovation Central | 02 | Level Two | 2.76 | 99990 | Research Relationship | 859 | Infrastructure | 73.25 | Laboratory | 3 | Specialist Teaching or Research Space Group | 300 | Laboratory - Specialist teaching and research - type not defined |  | Excellent | 13,077.10 | NO
Waite_WT76-Wine Innovation Central_Level Three_3.01 _ Stair | WT-WT76-03-3.01 | WT76-03-3.01-Stair | Waite | WT | WT76 | Wine Innovation Central | 03 | Level Three | 3.01 | 99939 | Unusable Spaces | 99939 | Unusable Spaces | 29.11 | Stair | 8 | Non Useable Floor Area Space Group | 805 | Non-usable - Circulation space |  | Unknown | 0.00 | NO
Waite_WT76-Wine Innovation Central_Level Three_3.02 _ Foyer | WT-WT76-03-3.02 | WT76-03-3.02-Foyer | Waite | WT | WT76 | Wine Innovation Central | 03 | Level Three | 3.02 | 99939 | Unusable Spaces | 99939 | Unusable Spaces | 21.28 | Foyer | 8 | Non Useable Floor Area Space Group | 805 | Non-usable - Circulation space |  | Unknown | 0.00 | NO
Waite_WT76-Wine Innovation Central_Level Three_3.02A _ VSR | WT-WT76-03-3.02A | WT76-03-3.02A-VSR | Waite | WT | WT76 | Wine Innovation Central | 03 | Level Three | 3.02A | 99939 | Unusable Spaces | 99939 | Unusable Spaces | 0.1 | VSR | 8 | Non Useable Floor Area Space Group | 840 | Non-usable - Service riser |  | Unknown | 0.00 | NO
Waite_WT76-Wine Innovation Central_Level Three_3.02B _ VSR | WT-WT76-03-3.02B | WT76-03-3.02B-VSR | Waite | WT | WT76 | Wine Innovation Central | 03 | Level Three | 3.02B | 99939 | Unusable Spaces | 99939 | Unusable Spaces | 0.19 | VSR | 8 | Non Useable Floor Area Space Group | 840 | Non-usable - Service riser |  | Unknown | 0.00 | NO
Waite_WT76-Wine Innovation Central_Level Three_3.02C _ FHR | WT-WT76-03-3.02C | WT76-03-3.02C-FHR | Waite | WT | WT76 | Wine Innovation Central | 03 | Level Three | 3.02C | 99939 | Unusable Spaces | 99939 | Unusable Spaces | 0.31 | FHR | 8 | Non Useable Floor Area Space Group | 840 | Non-usable - Service riser |  | Unknown | 0.00 | NO
Waite_WT76-Wine Innovation Central_Level Three_3.03 _ Lobby | WT-WT76-03-3.03 | WT76-03-3.03-Lobby | Waite | WT | WT76 | Wine Innovation Central | 03 | Level Three | 3.03 | 99939 | Unusable Spaces | 99939 | Unusable Spaces | 22.69 | Lobby | 8 | Non Useable Floor Area Space Group | 805 | Non-usable - Circulation space |  | Unknown | 0.00 | NO
Waite_WT76-Wine Innovation Central_Level Three_3.04 _ Washroom | WT-WT76-03-3.04 | WT76-03-3.04-Washroom | Waite | WT | WT76 | Wine Innovation Central | 03 | Level Three | 3.04 | 99939 | Unusable Spaces | 99939 | Unusable Spaces | 6.75 | Washroom | 8 | Non Useable Floor Area Space Group | 835 | Non-usable - Toilets/Amenities - Other |  | Unknown | 0.00 | NO
Waite_WT76-Wine Innovation Central_Level Three_3.05 _ WC - F | WT-WT76-03-3.05 | WT76-03-3.05-WC - F | Waite | WT | WT76 | Wine Innovation Central | 03 | Level Three | 3.05 | 99939 | Unusable Spaces | 99939 | Unusable Spaces | 7.83 | WC - F | 8 | Non Useable Floor Area Space Group | 820 | Non-usable - Toilets/Amenities - Female |  | Unknown | 0.00 | NO
Waite_WT76-Wine Innovation Central_Level Three_3.06 _ WC - M | WT-WT76-03-3.06 | WT76-03-3.06-WC - M | Waite | WT | WT76 | Wine Innovation Central | 03 | Level Three | 3.06 | 99939 | Unusable Spaces | 99939 | Unusable Spaces | 7.93 | WC - M | 8 | Non Useable Floor Area Space Group | 821 | Non-usable - Toilets/Amenities - Male |  | Unknown | 0.00 | NO
Waite_WT76-Wine Innovation Central_Level Three_3.06A _ VSR | WT-WT76-03-3.06A | WT76-03-3.06A-VSR | Waite | WT | WT76 | Wine Innovation Central | 03 | Level Three | 3.06A | 99939 | Unusable Spaces | 99939 | Unusable Spaces | 0.93 | VSR | 8 | Non Useable Floor Area Space Group | 840 | Non-usable - Service riser |  | Unknown | 0.00 | NO
Waite_WT76-Wine Innovation Central_Level Three_3.07 _ Washroom | WT-WT76-03-3.07 | WT76-03-3.07-Washroom | Waite | WT | WT76 | Wine Innovation Central | 03 | Level Three | 3.07 | 99939 | Unusable Spaces | 99939 | Unusable Spaces | 6.75 | Washroom | 8 | Non Useable Floor Area Space Group | 835 | Non-usable - Toilets/Amenities - Other |  | Unknown | 0.00 | NO
Waite_WT76-Wine Innovation Central_Level Three_3.08 _ WC - U - Access (RH) | WT-WT76-03-3.08 | WT76-03-3.08-WC - U - Access (RH) | Waite | WT | WT76 | Wine Innovation Central | 03 | Level Three | 3.08 | 99939 | Unusable Spaces | 99939 | Unusable Spaces | 5.66 | WC - U - Access (RH) | 8 | Non Useable Floor Area Space Group | 818 | Non-usable - Toilets/Amenities - Unisex Accessible |  | Unknown | 0.00 | NO
Waite_WT76-Wine Innovation Central_Level Three_3.09 _ Corr. | WT-WT76-03-3.09 | WT76-03-3.09-Corr. | Waite | WT | WT76 | Wine Innovation Central | 03 | Level Three | 3.09 | 99939 | Unusable Spaces | 99939 | Unusable Spaces | 15.26 | Corr. | 8 | Non Useable Floor Area Space Group | 805 | Non-usable - Circulation space |  | Unknown | 0.00 | NO
Waite_WT76-Wine Innovation Central_Level Three_3.09B _ VSR | WT-WT76-03-3.09B | WT76-03-3.09B-VSR | Waite | WT | WT76 | Wine Innovation Central | 03 | Level Three | 3.09B | 99939 | Unusable Spaces | 99939 | Unusable Spaces | 3.04 | VSR | 8 | Non Useable Floor Area Space Group | 840 | Non-usable - Service riser |  | Unknown | 0.00 | NO
Waite_WT76-Wine Innovation Central_Level Three_3.10 _ Laboratory | WT-WT76-03-3.10 | WT76-03-3.10-Laboratory | Waite | WT | WT76 | Wine Innovation Central | 03 | Level Three | 3.10 | 99990 | Research Relationship | 859 | Infrastructure | 47.25 | Laboratory | 3 | Specialist Teaching or Research Space Group | 312 | Laboratory - Research Only |  | Excellent | 8,435.40 | NO
Waite_WT76-Wine Innovation Central_Level Three_3.11 _ Autoclave - shared | WT-WT76-03-3.11 | WT76-03-3.11-Autoclave - shared | Waite | WT | WT76 | Wine Innovation Central | 03 | Level Three | 3.11 | 141 | School of Agriculture, Food and Wine | 141 | School of Agriculture, Food and Wine | 8.64 | Autoclave - shared | 4 | Ancillary Area Space Group | 401 | Ancillary Area - Laboratory Service and Preparation |  | Excellent | 1,020.58 | NO
Waite_WT76-Wine Innovation Central_Level Three_3.12 _ Preparation - Shared | WT-WT76-03-3.12 | WT76-03-3.12-Preparation - Shared | Waite | WT | WT76 | Wine Innovation Central | 03 | Level Three | 3.12 | 141 | School of Agriculture, Food and Wine | 141 | School of Agriculture, Food and Wine | 13.7 | Preparation - Shared | 4 | Ancillary Area Space Group | 401 | Ancillary Area - Laboratory Service and Preparation |  | Excellent | 1,618.29 | NO
Waite_WT76-Wine Innovation Central_Level Three_3.13 _ Corr. | WT-WT76-03-3.13 | WT76-03-3.13-Corr. | Waite | WT | WT76 | Wine Innovation Central | 03 | Level Three | 3.13 | 99939 | Unusable Spaces | 99939 | Unusable Spaces | 35.25 | Corr. | 8 | Non Useable Floor Area Space Group | 805 | Non-usable - Circulation space |  | Unknown | 0.00 | NO
Waite_WT76-Wine Innovation Central_Level Three_3.13B _ VSR | WT-WT76-03-3.13B | WT76-03-3.13B-VSR | Waite | WT | WT76 | Wine Innovation Central | 03 | Level Three | 3.13B | 99939 | Unusable Spaces | 99939 | Unusable Spaces | 0.37 | VSR | 8 | Non Useable Floor Area Space Group | 840 | Non-usable - Service riser |  | Unknown | 0.00 | NO
Waite_WT76-Wine Innovation Central_Level Three_3.13C _ VSR | WT-WT76-03-3.13C | WT76-03-3.13C-VSR | Waite | WT | WT76 | Wine Innovation Central | 03 | Level Three | 3.13C | 99939 | Unusable Spaces | 99939 | Unusable Spaces | 0.65 | VSR | 8 | Non Useable Floor Area Space Group | 840 | Non-usable - Service riser |  | Unknown | 0.00 | NO
Waite_WT76-Wine Innovation Central_Level Three_3.13D _ VSR | WT-WT76-03-3.13D | WT76-03-3.13D-VSR | Waite | WT | WT76 | Wine Innovation Central | 03 | Level Three | 3.13D | 99939 | Unusable Spaces | 99939 | Unusable Spaces | 1.01 | VSR | 8 | Non Useable Floor Area Space Group | 840 | Non-usable - Service riser |  | Unknown | 0.00 | NO
Waite_WT76-Wine Innovation Central_Level Three_3.13F _ VSR | WT-WT76-03-3.13F | WT76-03-3.13F-VSR | Waite | WT | WT76 | Wine Innovation Central | 03 | Level Three | 3.13F | 99939 | Unusable Spaces | 99939 | Unusable Spaces | 0.58 | VSR | 8 | Non Useable Floor Area Space Group | 840 | Non-usable - Service riser |  | Unknown | 0.00 | NO
Waite_WT76-Wine Innovation Central_Level Three_3.14 _ Laboratory | WT-WT76-03-3.14 | WT76-03-3.14-Laboratory | Waite | WT | WT76 | Wine Innovation Central | 03 | Level Three | 3.14 | 141 | School of Agriculture, Food and Wine | 141 | School of Agriculture, Food and Wine | 121.26 | Laboratory | 3 | Specialist Teaching or Research Space Group | 312 | Laboratory - Research Only |  | Excellent | 21,648.18 | NO
Waite_WT76-Wine Innovation Central_Level Three_3.14A _ VSR | WT-WT76-03-3.14A | WT76-03-3.14A-VSR | Waite | WT | WT76 | Wine Innovation Central | 03 | Level Three | 3.14A | 99939 | Unusable Spaces | 99939 | Unusable Spaces | 0.46 | VSR | 8 | Non Useable Floor Area Space Group | 840 | Non-usable - Service riser |  | Unknown | 0.00 | NO
Waite_WT76-Wine Innovation Central_Level Three_3.15 _ Plantroom | WT-WT76-03-3.15 | WT76-03-3.15-Plantroom | Waite | WT | WT76 | Wine Innovation Central | 03 | Level Three | 3.15 | 99939 | Unusable Spaces | 99939 | Unusable Spaces | 52.93 | Plantroom | 8 | Non Useable Floor Area Space Group | 811 | Non-usable - Plant room other |  | Unknown | 0.00 | NO
Waite_WT76-Wine Innovation Central_Level Three_3.16 _ Stair - West | WT-WT76-03-3.16 | WT76-03-3.16-Stair - West | Waite | WT | WT76 | Wine Innovation Central | 03 | Level Three | 3.16 | 99939 | Unusable Spaces | 99939 | Unusable Spaces | 19.78 | Stair - West | 8 | Non Useable Floor Area Space Group | 805 | Non-usable - Circulation space |  | Unknown | 0.00 | NO
Waite_WT76-Wine Innovation Central_Level Three_3.17 _ Freezer | WT-WT76-03-3.17 | WT76-03-3.17-Freezer | Waite | WT | WT76 | Wine Innovation Central | 03 | Level Three | 3.17 | 141 | School of Agriculture, Food and Wine | 141 | School of Agriculture, Food and Wine | 5.51 | Freezer | 4 | Ancillary Area Space Group | 405 | Ancillary Area - Constant Temperature/ Freezer/Cold/Warm Rooms |  | Excellent | 650.86 | NO
Waite_WT76-Wine Innovation Central_Level Three_3.18 _ Cold Room | WT-WT76-03-3.18 | WT76-03-3.18-Cold Room | Waite | WT | WT76 | Wine Innovation Central | 03 | Level Three | 3.18 | 141 | School of Agriculture, Food and Wine | 141 | School of Agriculture, Food and Wine | 6.02 | Cold Room | 4 | Ancillary Area Space Group | 405 | Ancillary Area - Constant Temperature/ Freezer/Cold/Warm Rooms |  | Excellent | 711.10 | NO
Waite_WT76-Wine Innovation Central_Level Three_3.19 _ Store 1 | WT-WT76-03-3.19 | WT76-03-3.19-Store 1 | Waite | WT | WT76 | Wine Innovation Central | 03 | Level Three | 3.19 | 141 | School of Agriculture, Food and Wine | 141 | School of Agriculture, Food and Wine | 9.3 | Store 1 | 4 | Ancillary Area Space Group | 419 | Ancillary Area - Store Room - Generic |  | Excellent | 1,098.54 | NO
Waite_WT76-Wine Innovation Central_Level Three_3.20 _ Instrument Room | WT-WT76-03-3.20 | WT76-03-3.20-Instrument Room | Waite | WT | WT76 | Wine Innovation Central | 03 | Level Three | 3.20 | 141 | School of Agriculture, Food and Wine | 141 | School of Agriculture, Food and Wine | 23.41 | Instrument Room | 4 | Ancillary Area Space Group | 402 | Ancillary Area - Instrument Room |  | Excellent | 2,765.26 | NO
Waite_WT76-Wine Innovation Central_Level Three_3.21 _ Fermentation Room | WT-WT76-03-3.21 | WT76-03-3.21-Fermentation Room | Waite | WT | WT76 | Wine Innovation Central | 03 | Level Three | 3.21 | 141 | School of Agriculture, Food and Wine | 141 | School of Agriculture, Food and Wine | 22.16 | Fermentation Room | 4 | Ancillary Area Space Group | 401 | Ancillary Area - Laboratory Service and Preparation |  | Excellent | 2,617.61 | NO
Waite_WT76-Wine Innovation Central_Level Three_3.21A _ VSR | WT-WT76-03-3.21A | WT76-03-3.21A-VSR | Waite | WT | WT76 | Wine Innovation Central | 03 | Level Three | 3.21A | 99939 | Unusable Spaces | 99939 | Unusable Spaces | 0.14 | VSR | 8 | Non Useable Floor Area Space Group | 840 | Non-usable - Service riser |  | Unknown | 0.00 | NO
Waite_WT76-Wine Innovation Central_Level Three_3.22 _ Incubation Room | WT-WT76-03-3.22 | WT76-03-3.22-Incubation Room | Waite | WT | WT76 | Wine Innovation Central | 03 | Level Three | 3.22 | 141 | School of Agriculture, Food and Wine | 141 | School of Agriculture, Food and Wine | 6.35 | Incubation Room | 4 | Ancillary Area Space Group | 401 | Ancillary Area - Laboratory Service and Preparation |  | Excellent | 750.08 | NO
Waite_WT76-Wine Innovation Central_Level Three_3.23 _ Incubation Room | WT-WT76-03-3.23 | WT76-03-3.23-Incubation Room | Waite | WT | WT76 | Wine Innovation Central | 03 | Level Three | 3.23 | 99990 | Research Relationship | 859 | Infrastructure | 7.44 | Incubation Room | 4 | Ancillary Area Space Group | 401 | Ancillary Area - Laboratory Service and Preparation |  | Excellent | 878.84 | NO
Waite_WT76-Wine Innovation Central_Level Three_3.24 _ Incubation Room | WT-WT76-03-3.24 | WT76-03-3.24-Incubation Room | Waite | WT | WT76 | Wine Innovation Central | 03 | Level Three | 3.24 | 99990 | Research Relationship | 859 | Infrastructure | 7.05 | Incubation Room | 4 | Ancillary Area Space Group | 401 | Ancillary Area - Laboratory Service and Preparation |  | Excellent | 832.77 | NO
Waite_WT76-Wine Innovation Central_Level Three_3.25 _ Dark Room | WT-WT76-03-3.25 | WT76-03-3.25-Dark Room | Waite | WT | WT76 | Wine Innovation Central | 03 | Level Three | 3.25 | 141 | School of Agriculture, Food and Wine | 141 | School of Agriculture, Food and Wine | 4.38 | Dark Room | 4 | Ancillary Area Space Group | 411 | Ancillary Area - Darkroom |  | Excellent | 517.38 | NO
Waite_WT76-Wine Innovation Central_Level Three_3.26 _ Store | WT-WT76-03-3.26 | WT76-03-3.26-Store | Waite | WT | WT76 | Wine Innovation Central | 03 | Level Three | 3.26 | 141 | School of Agriculture, Food and Wine | 141 | School of Agriculture, Food and Wine | 23 | Store | 4 | Ancillary Area Space Group | 419 | Ancillary Area - Store Room - Generic |  | Excellent | 2,716.83 | NO
Waite_WT76-Wine Innovation Central_Level Three_3.26A _ VSR | WT-WT76-03-3.26A | WT76-03-3.26A-VSR | Waite | WT | WT76 | Wine Innovation Central | 03 | Level Three | 3.26A | 99939 | Unusable Spaces | 99939 | Unusable Spaces | 0.31 | VSR | 8 | Non Useable Floor Area Space Group | 840 | Non-usable - Service riser |  | Unknown | 0.00 | NO
Waite_WT76-Wine Innovation Central_Level Three_3.27 _ Corr. | WT-WT76-03-3.27 | WT76-03-3.27-Corr. | Waite | WT | WT76 | Wine Innovation Central | 03 | Level Three | 3.27 | 99939 | Unusable Spaces | 99939 | Unusable Spaces | 34.05 | Corr. | 8 | Non Useable Floor Area Space Group | 805 | Non-usable - Circulation space |  | Unknown | 0.00 | NO
Waite_WT76-Wine Innovation Central_Level Three_3.27A _ FHR | WT-WT76-03-3.27A | WT76-03-3.27A-FHR | Waite | WT | WT76 | Wine Innovation Central | 03 | Level Three | 3.27A | 99939 | Unusable Spaces | 99939 | Unusable Spaces | 0.32 | FHR | 8 | Non Useable Floor Area Space Group | 840 | Non-usable - Service riser |  | Unknown | 0.00 | NO
Waite_WT76-Wine Innovation Central_Level Three_3.28 _ Office - Open Plan | WT-WT76-03-3.28 | WT76-03-3.28-Office - Open Plan | Waite | WT | WT76 | Wine Innovation Central | 03 | Level Three | 3.28 | 141 | School of Agriculture, Food and Wine | 141 | School of Agriculture, Food and Wine | 125.5 | Office - Open Plan | 1 | Office Space Group | 112 | Open Plan - Academic Staff |  | Excellent | 16,845.96 | NO
Waite_WT76-Wine Innovation Central_Level Three_3.29 _ Office | WT-WT76-03-3.29 | WT76-03-3.29-Office | Waite | WT | WT76 | Wine Innovation Central | 03 | Level Three | 3.29 | 141 | School of Agriculture, Food and Wine | 141 | School of Agriculture, Food and Wine | 12.67 | Office | 1 | Office Space Group | 101 | Office - Academic Staff |  | Excellent | 1,700.70 | NO
Waite_WT76-Wine Innovation Central_Level Three_3.30 _ Office | WT-WT76-03-3.30 | WT76-03-3.30-Office | Waite | WT | WT76 | Wine Innovation Central | 03 | Level Three | 3.30 | 141 | School of Agriculture, Food and Wine | 141 | School of Agriculture, Food and Wine | 11.56 | Office | 1 | Office Space Group | 101 | Office - Academic Staff |  | Excellent | 1,551.71 | NO
Waite_WT76-Wine Innovation Central_Level Three_3.31 _ Office | WT-WT76-03-3.31 | WT76-03-3.31-Office | Waite | WT | WT76 | Wine Innovation Central | 03 | Level Three | 3.31 | 141 | School of Agriculture, Food and Wine | 141 | School of Agriculture, Food and Wine | 11.54 | Office | 1 | Office Space Group | 101 | Office - Academic Staff |  | Excellent | 1,549.02 | NO
Waite_WT76-Wine Innovation Central_Level Three_3.32 _ Store | WT-WT76-03-3.32 | WT76-03-3.32-Store | Waite | WT | WT76 | Wine Innovation Central | 03 | Level Three | 3.32 | 141 | School of Agriculture, Food and Wine | 141 | School of Agriculture, Food and Wine | 17.62 | Store | 4 | Ancillary Area Space Group | 419 | Ancillary Area - Store Room - Generic |  | Excellent | 2,081.33 | NO
Waite_WT76-Wine Innovation Central_Level Three_3.33 _ Staff Room | WT-WT76-03-3.33 | WT76-03-3.33-Staff Room | Waite | WT | WT76 | Wine Innovation Central | 03 | Level Three | 3.33 | 99990 | Research Relationship | 859 | Infrastructure | 90.49 | Staff Room | 6 | General Facility Space Group | 601 | General Facility - Committee/Conference/Meeting room |  | Unknown | 0.00 | NO
Waite_WT76-Wine Innovation Central_Level Three_3.34 _ Kitchen | WT-WT76-03-3.34 | WT76-03-3.34-Kitchen | Waite | WT | WT76 | Wine Innovation Central | 03 | Level Three | 3.34 | 141 | School of Agriculture, Food and Wine | 141 | School of Agriculture, Food and Wine | 14.88 | Kitchen | 6 | General Facility Space Group | 608 | General Facility - Kitchen/Servery/Food Storage |  | Excellent | 2,237.04 | NO
Waite_WT76-Wine Innovation Central_Level Three_3.35 _ Corr. | WT-WT76-03-3.35 | WT76-03-3.35-Corr. | Waite | WT | WT76 | Wine Innovation Central | 03 | Level Three | 3.35 | 99939 | Unusable Spaces | 99939 | Unusable Spaces | 16.63 | Corr. | 8 | Non Useable Floor Area Space Group | 805 | Non-usable - Circulation space |  | Unknown | 0.00 | NO
Waite_WT76-Wine Innovation Central_Level Three_3.35A _ VSR | WT-WT76-03-3.35A | WT76-03-3.35A-VSR | Waite | WT | WT76 | Wine Innovation Central | 03 | Level Three | 3.35A | 99939 | Unusable Spaces | 99939 | Unusable Spaces | 0.63 | VSR | 8 | Non Useable Floor Area Space Group | 840 | Non-usable - Service riser |  | Unknown | 0.00 | NO
Waite_WT76-Wine Innovation Central_Level Three_3.36 _ Corr. | WT-WT76-03-3.36 | WT76-03-3.36-Corr. | Waite | WT | WT76 | Wine Innovation Central | 03 | Level Three | 3.36 | 99939 | Unusable Spaces | 99939 | Unusable Spaces | 10.04 | Corr. | 8 | Non Useable Floor Area Space Group | 805 | Non-usable - Circulation space |  | Unknown | 0.00 | NO
Waite_WT76-Wine Innovation Central_Level Three_3.36A _ Electrical | WT-WT76-03-3.36A | WT76-03-3.36A-Electrical | Waite | WT | WT76 | Wine Innovation Central | 03 | Level Three | 3.36A | 99939 | Unusable Spaces | 99939 | Unusable Spaces | 1.36 | Electrical | 8 | Non Useable Floor Area Space Group | 840 | Non-usable - Service riser |  | Unknown | 0.00 | NO
Waite_WT76-Wine Innovation Central_Level Three_3.36B _ VSR | WT-WT76-03-3.36B | WT76-03-3.36B-VSR | Waite | WT | WT76 | Wine Innovation Central | 03 | Level Three | 3.36B | 99939 | Unusable Spaces | 99939 | Unusable Spaces | 0.6 | VSR | 8 | Non Useable Floor Area Space Group | 840 | Non-usable - Service riser |  | Unknown | 0.00 | NO
Waite_WT76-Wine Innovation Central_Level Three_3.36C _ Comms | WT-WT76-03-3.36C | WT76-03-3.36C-Comms | Waite | WT | WT76 | Wine Innovation Central | 03 | Level Three | 3.36C | 99939 | Unusable Spaces | 99939 | Unusable Spaces | 0.9 | Comms | 8 | Non Useable Floor Area Space Group | 840 | Non-usable - Service riser |  | Unknown | 0.00 | NO
Waite_WT76-Wine Innovation Central_Level Three_3.36D _ Lift | WT-WT76-03-3.36D | WT76-03-3.36D-Lift | Waite | WT | WT76 | Wine Innovation Central | 03 | Level Three | 3.36D | 99939 | Unusable Spaces | 99939 | Unusable Spaces | 3.72 | Lift | 8 | Non Useable Floor Area Space Group | 840 | Non-usable - Service riser |  | Unknown | 0.00 | NO
Waite_WT76-Wine Innovation Central_Level Three_3.37 _ Corr. | WT-WT76-03-3.37 | WT76-03-3.37-Corr. | Waite | WT | WT76 | Wine Innovation Central | 03 | Level Three | 3.37 | 99939 | Unusable Spaces | 99939 | Unusable Spaces | 54.84 | Corr. | 8 | Non Useable Floor Area Space Group | 805 | Non-usable - Circulation space |  | Unknown | 0.00 | NO
Waite_WT76-Wine Innovation Central_Level Three_3.37A _ FHR | WT-WT76-03-3.37A | WT76-03-3.37A-FHR | Waite | WT | WT76 | Wine Innovation Central | 03 | Level Three | 3.37A | 99939 | Unusable Spaces | 99939 | Unusable Spaces | 0.32 | FHR | 8 | Non Useable Floor Area Space Group | 840 | Non-usable - Service riser |  | Unknown | 0.00 | NO
Waite_WT76-Wine Innovation Central_Level Three_3.38 _ Quiet Room | WT-WT76-03-3.38 | WT76-03-3.38-Quiet Room | Waite | WT | WT76 | Wine Innovation Central | 03 | Level Three | 3.38 | 99990 | Research Relationship | 859 | Infrastructure | 10.3 | Quiet Room | 1 | Office Space Group | 119 | Informal Work Space |  | Excellent | 1,382.58 | NO
Waite_WT76-Wine Innovation Central_Level Three_3.39 _ Office | WT-WT76-03-3.39 | WT76-03-3.39-Office | Waite | WT | WT76 | Wine Innovation Central | 03 | Level Three | 3.39 | 99990 | Research Relationship | 859 | Infrastructure | 10.3 | Office | 1 | Office Space Group | 101 | Office - Academic Staff |  | Excellent | 1,382.58 | NO
Waite_WT76-Wine Innovation Central_Level Three_3.40 _ Office | WT-WT76-03-3.40 | WT76-03-3.40-Office | Waite | WT | WT76 | Wine Innovation Central | 03 | Level Three | 3.40 | 99990 | Research Relationship | 859 | Infrastructure | 10.85 | Office | 1 | Office Space Group | 101 | Office - Academic Staff |  | Excellent | 1,456.40 | NO
Waite_WT76-Wine Innovation Central_Level Three_3.41 _ Industry Applications | WT-WT76-03-3.41 | WT76-03-3.41-Industry Applications | Waite | WT | WT76 | Wine Innovation Central | 03 | Level Three | 3.41 | 99990 | Research Relationship | 859 | Infrastructure | 39.31 | Industry Applications | 1 | Office Space Group | 101 | Office - Academic Staff |  | Excellent | 5,276.61 | NO
Waite_WT76-Wine Innovation Central_Level Three_3.42 _ Reception | WT-WT76-03-3.42 | WT76-03-3.42-Reception | Waite | WT | WT76 | Wine Innovation Central | 03 | Level Three | 3.42 | 99990 | Research Relationship | 859 | Infrastructure | 19.42 | Reception | 6 | General Facility Space Group | 623 | General Facility - Waiting Area/Foyer/Reception Area |  | Excellent | 2,919.57 | NO
Waite_WT76-Wine Innovation Central_Level Three_3.43 _ Office - Open Plan | WT-WT76-03-3.43 | WT76-03-3.43-Office - Open Plan | Waite | WT | WT76 | Wine Innovation Central | 03 | Level Three | 3.43 | 99990 | Research Relationship | 859 | Infrastructure | 149.82 | Office - Open Plan | 1 | Office Space Group | 112 | Open Plan - Academic Staff |  | Excellent | 20,110.46 | NO
Waite_WT76-Wine Innovation Central_Level Three_3.44 _ Office | WT-WT76-03-3.44 | WT76-03-3.44-Office | Waite | WT | WT76 | Wine Innovation Central | 03 | Level Three | 3.44 | 99990 | Research Relationship | 859 | Infrastructure | 11.56 | Office | 1 | Office Space Group | 101 | Office - Academic Staff |  | Excellent | 1,551.71 | NO
Waite_WT76-Wine Innovation Central_Level Three_3.45 _ Office | WT-WT76-03-3.45 | WT76-03-3.45-Office | Waite | WT | WT76 | Wine Innovation Central | 03 | Level Three | 3.45 | 99990 | Research Relationship | 859 | Infrastructure | 11.56 | Office | 1 | Office Space Group | 101 | Office - Academic Staff |  | Excellent | 1,551.71 | NO
Waite_WT76-Wine Innovation Central_Level Three_3.46 _ Office | WT-WT76-03-3.46 | WT76-03-3.46-Office | Waite | WT | WT76 | Wine Innovation Central | 03 | Level Three | 3.46 | 99990 | Research Relationship | 859 | Infrastructure | 11.56 | Office | 1 | Office Space Group | 101 | Office - Academic Staff |  | Excellent | 1,551.71 | NO
Waite_WT76-Wine Innovation Central_Level Three_3.47 _ Office | WT-WT76-03-3.47 | WT76-03-3.47-Office | Waite | WT | WT76 | Wine Innovation Central | 03 | Level Three | 3.47 | 99990 | Research Relationship | 859 | Infrastructure | 11.56 | Office | 1 | Office Space Group | 101 | Office - Academic Staff |  | Excellent | 1,551.71 | NO
Waite_WT76-Wine Innovation Central_Level Three_3.48 _ Office | WT-WT76-03-3.48 | WT76-03-3.48-Office | Waite | WT | WT76 | Wine Innovation Central | 03 | Level Three | 3.48 | 99990 | Research Relationship | 859 | Infrastructure | 11.56 | Office | 1 | Office Space Group | 101 | Office - Academic Staff |  | Excellent | 1,551.71 | NO
Waite_WT76-Wine Innovation Central_Level Three_3.49 _ Office | WT-WT76-03-3.49 | WT76-03-3.49-Office | Waite | WT | WT76 | Wine Innovation Central | 03 | Level Three | 3.49 | 99990 | Research Relationship | 859 | Infrastructure | 10.57 | Office | 1 | Office Space Group | 101 | Office - Academic Staff |  | Excellent | 1,418.82 | NO
Waite_WT76-Wine Innovation Central_Level Three_3.50 _ Office | WT-WT76-03-3.50 | WT76-03-3.50-Office | Waite | WT | WT76 | Wine Innovation Central | 03 | Level Three | 3.50 | 99990 | Research Relationship | 859 | Infrastructure | 9.95 | Office | 1 | Office Space Group | 101 | Office - Academic Staff |  | Excellent | 1,335.60 | NO
Waite_WT76-Wine Innovation Central_Level Three_3.51 _ Office | WT-WT76-03-3.51 | WT76-03-3.51-Office | Waite | WT | WT76 | Wine Innovation Central | 03 | Level Three | 3.51 | 99990 | Research Relationship | 859 | Infrastructure | 9.37 | Office | 1 | Office Space Group | 101 | Office - Academic Staff |  | Excellent | 1,257.74 | NO
Waite_WT76-Wine Innovation Central_Level Three_3.52 _ Stair - East | WT-WT76-03-3.52 | WT76-03-3.52-Stair - East | Waite | WT | WT76 | Wine Innovation Central | 03 | Level Three | 3.52 | 99939 | Unusable Spaces | 99939 | Unusable Spaces | 19.78 | Stair - East | 8 | Non Useable Floor Area Space Group | 805 | Non-usable - Circulation space |  | Unknown | 0.00 | NO
Waite_WT76-Wine Innovation Central_Level Three_3.53 _ Plantroom | WT-WT76-03-3.53 | WT76-03-3.53-Plantroom | Waite | WT | WT76 | Wine Innovation Central | 03 | Level Three | 3.53 | 99939 | Unusable Spaces | 99939 | Unusable Spaces | 52.93 | Plantroom | 8 | Non Useable Floor Area Space Group | 811 | Non-usable - Plant room other |  | Unknown | 0.00 | NO
Waite_WT76-Wine Innovation Central_Level Three_3.54 _ Laboratory | WT-WT76-03-3.54 | WT76-03-3.54-Laboratory | Waite | WT | WT76 | Wine Innovation Central | 03 | Level Three | 3.54 | 99990 | Research Relationship | 859 | Infrastructure | 17.06 | Laboratory | 3 | Specialist Teaching or Research Space Group | 312 | Laboratory - Research Only |  | Excellent | 3,045.67 | NO
Waite_WT76-Wine Innovation Central_Level Three_3.55 _ Wash Up | WT-WT76-03-3.55 | WT76-03-3.55-Wash Up | Waite | WT | WT76 | Wine Innovation Central | 03 | Level Three | 3.55 | 99990 | Research Relationship | 859 | Infrastructure | 8.19 | Wash Up | 4 | Ancillary Area Space Group | 401 | Ancillary Area - Laboratory Service and Preparation |  | Excellent | 967.43 | NO
Waite_WT76-Wine Innovation Central_Level Three_3.56 _ Laboratory | WT-WT76-03-3.56 | WT76-03-3.56-Laboratory | Waite | WT | WT76 | Wine Innovation Central | 03 | Level Three | 3.56 | 99990 | Research Relationship | 859 | Infrastructure | 155.8 | Laboratory | 3 | Specialist Teaching or Research Space Group | 312 | Laboratory - Research Only |  | Excellent | 27,814.50 | NO
Waite_WT76-Wine Innovation Central_Level Three_3.56A _ VSR | WT-WT76-03-3.56A | WT76-03-3.56A-VSR | Waite | WT | WT76 | Wine Innovation Central | 03 | Level Three | 3.56A | 99939 | Unusable Spaces | 99939 | Unusable Spaces | 0.22 | VSR | 8 | Non Useable Floor Area Space Group | 840 | Non-usable - Service riser |  | Unknown | 0.00 | NO
Waite_WT76-Wine Innovation Central_Level Three_3.56B _ VSR | WT-WT76-03-3.56B | WT76-03-3.56B-VSR | Waite | WT | WT76 | Wine Innovation Central | 03 | Level Three | 3.56B | 99939 | Unusable Spaces | 99939 | Unusable Spaces | 0.37 | VSR | 8 | Non Useable Floor Area Space Group | 840 | Non-usable - Service riser |  | Unknown | 0.00 | NO
Waite_WT76-Wine Innovation Central_Level Three_3.56C _ VSR | WT-WT76-03-3.56C | WT76-03-3.56C-VSR | Waite | WT | WT76 | Wine Innovation Central | 03 | Level Three | 3.56C | 99939 | Unusable Spaces | 99939 | Unusable Spaces | 0.03 | VSR | 8 | Non Useable Floor Area Space Group | 840 | Non-usable - Service riser |  | Unknown | 0.00 | NO
Waite_WT76-Wine Innovation Central_Level Three_3.56D _ VSR | WT-WT76-03-3.56D | WT76-03-3.56D-VSR | Waite | WT | WT76 | Wine Innovation Central | 03 | Level Three | 3.56D | 99939 | Unusable Spaces | 99939 | Unusable Spaces | 0.03 | VSR | 8 | Non Useable Floor Area Space Group | 840 | Non-usable - Service riser |  | Unknown | 0.00 | NO
Waite_WT76-Wine Innovation Central_Level Three_3.56E _ VSR | WT-WT76-03-3.56E | WT76-03-3.56E-VSR | Waite | WT | WT76 | Wine Innovation Central | 03 | Level Three | 3.56E | 99939 | Unusable Spaces | 99939 | Unusable Spaces | 0.37 | VSR | 8 | Non Useable Floor Area Space Group | 840 | Non-usable - Service riser |  | Unknown | 0.00 | NO
Waite_WT76-Wine Innovation Central_Level Three_3.57 _ Cold Room | WT-WT76-03-3.57 | WT76-03-3.57-Cold Room | Waite | WT | WT76 | Wine Innovation Central | 03 | Level Three | 3.57 | 99990 | Research Relationship | 859 | Infrastructure | 10.4 | Cold Room | 4 | Ancillary Area Space Group | 405 | Ancillary Area - Constant Temperature/ Freezer/Cold/Warm Rooms |  | Excellent | 1,228.48 | NO
Waite_WT76-Wine Innovation Central_Level Three_3.58 _ Quiet Room | WT-WT76-03-3.58 | WT76-03-3.58-Quiet Room | Waite | WT | WT76 | Wine Innovation Central | 03 | Level Three | 3.58 | 99990 | Research Relationship | 859 | Infrastructure | 10.57 | Quiet Room | 1 | Office Space Group | 119 | Informal Work Space |  | Excellent | 1,418.82 | NO
Waite_WT76-Wine Innovation Central_Level Three_3.59 _ Balcony (UCA) | WT-WT76-03-3.59 | WT76-03-3.59-Balcony (UCA) | Waite | WT | WT76 | Wine Innovation Central | 03 | Level Three | 3.59 | 99939 | Unusable Spaces | 99939 | Unusable Spaces | 23.6 | Balcony (UCA) | 8 | Non Useable Floor Area Space Group | 839 | Non-usable - Verandah/Balcony |  | Unknown | 0.00 | NO
Waite_WT76-Wine Innovation Central_Level Three_3.60 _ Utility | WT-WT76-03-3.60 | WT76-03-3.60-Utility | Waite | WT | WT76 | Wine Innovation Central | 03 | Level Three | 3.60 | 99990 | Research Relationship | 859 | Infrastructure | 10.22 | Utility | 6 | General Facility Space Group | 603 | General Facility - Resource room |  | Excellent | 1,536.46 | NO
Waite_WT76-Wine Innovation Central_Level Three_3.61 _ Meeting | WT-WT76-03-3.61 | WT76-03-3.61-Meeting | Waite | WT | WT76 | Wine Innovation Central | 03 | Level Three | 3.61 | 99990 | Research Relationship | 859 | Infrastructure | 14.91 | Meeting | 6 | General Facility Space Group | 601 | General Facility - Committee/Conference/Meeting room |  | Excellent | 2,241.55 | NO
Waite_WT76-Wine Innovation Central_Level Three_3.62 _ Cleaner | WT-WT76-03-3.62 | WT76-03-3.62-Cleaner | Waite | WT | WT76 | Wine Innovation Central | 03 | Level Three | 3.62 | 99939 | Unusable Spaces | 99939 | Unusable Spaces | 2.36 | Cleaner | 8 | Non Useable Floor Area Space Group | 806 | Non-usable - Cleaners room |  | Unknown | 0.00 | NO
Waite_WT76-Wine Innovation Central_Level Three_3.63 _ Gas Store | WT-WT76-03-3.63 | WT76-03-3.63-Gas Store | Waite | WT | WT76 | Wine Innovation Central | 03 | Level Three | 3.63 | 99990 | Research Relationship | 859 | Infrastructure | 4.23 | Gas Store | 4 | Ancillary Area Space Group | 418 | Ancillary Area - Dangerous goods storage |  | Excellent | 499.66 | NO
Waite_WT76-Wine Innovation Central_Level Three_3.64 _ Corr. | WT-WT76-03-3.64 | WT76-03-3.64-Corr. | Waite | WT | WT76 | Wine Innovation Central | 03 | Level Three | 3.64 | 99939 | Unusable Spaces | 99939 | Unusable Spaces | 17.82 | Corr. | 8 | Non Useable Floor Area Space Group | 805 | Non-usable - Circulation space |  | Unknown | 0.00 | NO
Waite_WT76-Wine Innovation Central_Level Three_3.64A _ VSR | WT-WT76-03-3.64A | WT76-03-3.64A-VSR | Waite | WT | WT76 | Wine Innovation Central | 03 | Level Three | 3.64A | 99939 | Unusable Spaces | 99939 | Unusable Spaces | 0.66 | VSR | 8 | Non Useable Floor Area Space Group | 840 | Non-usable - Service riser |  | Unknown | 0.00 | NO
Waite_WT76-Wine Innovation Central_Level Three_3.65 _ Office | WT-WT76-03-3.65 | WT76-03-3.65-Office | Waite | WT | WT76 | Wine Innovation Central | 03 | Level Three | 3.65 | 99990 | Research Relationship | 859 | Infrastructure | 22.82 | Office | 1 | Office Space Group | 101 | Office - Academic Staff |  | Excellent | 3,063.15 | NO
Waite_WT76-Wine Innovation Central_Level Three_3.66 _ Mass Spectrometer | WT-WT76-03-3.66 | WT76-03-3.66-Mass Spectrometer | Waite | WT | WT76 | Wine Innovation Central | 03 | Level Three | 3.66 | 99990 | Research Relationship | 859 | Infrastructure | 66.12 | Mass Spectrometer | 4 | Ancillary Area Space Group | 401 | Ancillary Area - Laboratory Service and Preparation |  | Excellent | 7,810.30 | NO
Waite_WT76-Wine Innovation Central_Level Three_3.67 _ N2 Store | WT-WT76-03-3.67 | WT76-03-3.67-N2 Store | Waite | WT | WT76 | Wine Innovation Central | 03 | Level Three | 3.67 | 99990 | Research Relationship | 859 | Infrastructure | 5.34 | N2 Store | 4 | Ancillary Area Space Group | 419 | Ancillary Area - Store Room - Generic |  | Excellent | 630.78 | NO
Waite_WT76-Wine Innovation Central_Level Three_3.68 _ GC Olfactory | WT-WT76-03-3.68 | WT76-03-3.68-GC Olfactory | Waite | WT | WT76 | Wine Innovation Central | 03 | Level Three | 3.68 | 99990 | Research Relationship | 859 | Infrastructure | 15.12 | GC Olfactory | 4 | Ancillary Area Space Group | 401 | Ancillary Area - Laboratory Service and Preparation |  | Excellent | 1,786.02 | NO
Waite_WT76-Wine Innovation Central_Level Three_3.69 _ Corr. | WT-WT76-03-3.69 | WT76-03-3.69-Corr. | Waite | WT | WT76 | Wine Innovation Central | 03 | Level Three | 3.69 | 99939 | Unusable Spaces | 99939 | Unusable Spaces | 63.16 | Corr. | 8 | Non Useable Floor Area Space Group | 805 | Non-usable - Circulation space |  | Unknown | 0.00 | NO
Waite_WT76-Wine Innovation Central_Level Three_3.69C _ VSR | WT-WT76-03-3.69C | WT76-03-3.69C-VSR | Waite | WT | WT76 | Wine Innovation Central | 03 | Level Three | 3.69C | 99939 | Unusable Spaces | 99939 | Unusable Spaces | 1.31 | VSR | 8 | Non Useable Floor Area Space Group | 840 | Non-usable - Service riser |  | Unknown | 0.00 | NO
Waite_WT76-Wine Innovation Central_Level Three_3.69D _ VSR | WT-WT76-03-3.69D | WT76-03-3.69D-VSR | Waite | WT | WT76 | Wine Innovation Central | 03 | Level Three | 3.69D | 99939 | Unusable Spaces | 99939 | Unusable Spaces | 0.98 | VSR | 8 | Non Useable Floor Area Space Group | 840 | Non-usable - Service riser |  | Unknown | 0.00 | NO
Waite_WT76-Wine Innovation Central_Level Three_3.69E _ VSR | WT-WT76-03-3.69E | WT76-03-3.69E-VSR | Waite | WT | WT76 | Wine Innovation Central | 03 | Level Three | 3.69E | 99939 | Unusable Spaces | 99939 | Unusable Spaces | 1.31 | VSR | 8 | Non Useable Floor Area Space Group | 840 | Non-usable - Service riser |  | Unknown | 0.00 | NO
Waite_WT76-Wine Innovation Central_Level Three_3.69G _ VSR | WT-WT76-03-3.69G | WT76-03-3.69G-VSR | Waite | WT | WT76 | Wine Innovation Central | 03 | Level Three | 3.69G | 99939 | Unusable Spaces | 99939 | Unusable Spaces | 2.17 | VSR | 8 | Non Useable Floor Area Space Group | 840 | Non-usable - Service riser |  | Unknown | 0.00 | NO
Waite_WT76-Wine Innovation Central_Level Three_3.69H _ VSR | WT-WT76-03-3.69H | WT76-03-3.69H-VSR | Waite | WT | WT76 | Wine Innovation Central | 03 | Level Three | 3.69H | 99939 | Unusable Spaces | 99939 | Unusable Spaces | 0.7 | VSR | 8 | Non Useable Floor Area Space Group | 840 | Non-usable - Service riser |  | Unknown | 0.00 | NO
Waite_WT76-Wine Innovation Central_Level Three_3.69I _ VSR | WT-WT76-03-3.69I | WT76-03-3.69I-VSR | Waite | WT | WT76 | Wine Innovation Central | 03 | Level Three | 3.69I | 99939 | Unusable Spaces | 99939 | Unusable Spaces | 0.8 | VSR | 8 | Non Useable Floor Area Space Group | 840 | Non-usable - Service riser |  | Unknown | 0.00 | NO
Waite_WT76-Wine Innovation Central_Level Three_3.70 _ Laboratory | WT-WT76-03-3.70 | WT76-03-3.70-Laboratory | Waite | WT | WT76 | Wine Innovation Central | 03 | Level Three | 3.70 | 99990 | Research Relationship | 859 | Infrastructure | 68.45 | Laboratory | 3 | Specialist Teaching or Research Space Group | 312 | Laboratory - Research Only |  | Excellent | 12,220.17 | NO
Waite_WT76-Wine Innovation Central_Level Three_3.71 _ Laboratory | WT-WT76-03-3.71 | WT76-03-3.71-Laboratory | Waite | WT | WT76 | Wine Innovation Central | 03 | Level Three | 3.71 | 99990 | Research Relationship | 859 | Infrastructure | 20.77 | Laboratory | 3 | Specialist Teaching or Research Space Group | 312 | Laboratory - Research Only |  | Excellent | 3,708.00 | NO
Waite_WT76-Wine Innovation Central_Level Three_3.72 _ Laboratory | WT-WT76-03-3.72 | WT76-03-3.72-Laboratory | Waite | WT | WT76 | Wine Innovation Central | 03 | Level Three | 3.72 | 99990 | Research Relationship | 859 | Infrastructure | 20.77 | Laboratory | 3 | Specialist Teaching or Research Space Group | 312 | Laboratory - Research Only |  | Excellent | 3,708.00 | NO
Waite_WT76-Wine Innovation Central_Level Three_3.73 _ Laboratory | WT-WT76-03-3.73 | WT76-03-3.73-Laboratory | Waite | WT | WT76 | Wine Innovation Central | 03 | Level Three | 3.73 | 99990 | Research Relationship | 859 | Infrastructure | 24.19 | Laboratory | 3 | Specialist Teaching or Research Space Group | 312 | Laboratory - Research Only |  | Excellent | 4,318.57 | NO
Waite_WT76-Wine Innovation Central_Level Four_4.01 _ Stair | WT-WT76-04-4.01 | WT76-04-4.01-Stair | Waite | WT | WT76 | Wine Innovation Central | 04 | Level Four | 4.01 | 99939 | Unusable Spaces | 99939 | Unusable Spaces | 29.07 | Stair | 8 | Non Useable Floor Area Space Group | 805 | Non-usable - Circulation space |  | Unknown | 0.00 | NO
Waite_WT76-Wine Innovation Central_Level Four_4.02 _ Foyer | WT-WT76-04-4.02 | WT76-04-4.02-Foyer | Waite | WT | WT76 | Wine Innovation Central | 04 | Level Four | 4.02 | 99939 | Unusable Spaces | 99939 | Unusable Spaces | 29.12 | Foyer | 8 | Non Useable Floor Area Space Group | 805 | Non-usable - Circulation space |  | Unknown | 0.00 | NO
Waite_WT76-Wine Innovation Central_Level Four_4.02A _ VSR | WT-WT76-04-4.02A | WT76-04-4.02A-VSR | Waite | WT | WT76 | Wine Innovation Central | 04 | Level Four | 4.02A | 99939 | Unusable Spaces | 99939 | Unusable Spaces | 0.39 | VSR | 8 | Non Useable Floor Area Space Group | 840 | Non-usable - Service riser |  | Unknown | 0.00 | NO
Waite_WT76-Wine Innovation Central_Level Four_4.02B _ VSR | WT-WT76-04-4.02B | WT76-04-4.02B-VSR | Waite | WT | WT76 | Wine Innovation Central | 04 | Level Four | 4.02B | 99939 | Unusable Spaces | 99939 | Unusable Spaces | 0.19 | VSR | 8 | Non Useable Floor Area Space Group | 840 | Non-usable - Service riser |  | Unknown | 0.00 | NO
Waite_WT76-Wine Innovation Central_Level Four_4.02C _ FHR | WT-WT76-04-4.02C | WT76-04-4.02C-FHR | Waite | WT | WT76 | Wine Innovation Central | 04 | Level Four | 4.02C | 99939 | Unusable Spaces | 99939 | Unusable Spaces | 0.31 | FHR | 8 | Non Useable Floor Area Space Group | 840 | Non-usable - Service riser |  | Unknown | 0.00 | NO
Waite_WT76-Wine Innovation Central_Level Four_4.03 _ Lobby | WT-WT76-04-4.03 | WT76-04-4.03-Lobby | Waite | WT | WT76 | Wine Innovation Central | 04 | Level Four | 4.03 | 99939 | Unusable Spaces | 99939 | Unusable Spaces | 22.69 | Lobby | 8 | Non Useable Floor Area Space Group | 805 | Non-usable - Circulation space |  | Unknown | 0.00 | NO
Waite_WT76-Wine Innovation Central_Level Four_4.03A _ VSR | WT-WT76-04-4.03A | WT76-04-4.03A-VSR | Waite | WT | WT76 | Wine Innovation Central | 04 | Level Four | 4.03A | 99939 | Unusable Spaces | 99939 | Unusable Spaces | 0.66 | VSR | 8 | Non Useable Floor Area Space Group | 840 | Non-usable - Service riser |  | Unknown | 0.00 | NO
Waite_WT76-Wine Innovation Central_Level Four_4.04 _ Washroom | WT-WT76-04-4.04 | WT76-04-4.04-Washroom | Waite | WT | WT76 | Wine Innovation Central | 04 | Level Four | 4.04 | 99939 | Unusable Spaces | 99939 | Unusable Spaces | 6.75 | Washroom | 8 | Non Useable Floor Area Space Group | 835 | Non-usable - Toilets/Amenities - Other |  | Unknown | 0.00 | NO
Waite_WT76-Wine Innovation Central_Level Four_4.05 _ WC - F | WT-WT76-04-4.05 | WT76-04-4.05-WC - F | Waite | WT | WT76 | Wine Innovation Central | 04 | Level Four | 4.05 | 99939 | Unusable Spaces | 99939 | Unusable Spaces | 7.83 | WC - F | 8 | Non Useable Floor Area Space Group | 820 | Non-usable - Toilets/Amenities - Female |  | Unknown | 0.00 | NO
Waite_WT76-Wine Innovation Central_Level Four_4.06 _ WC - M | WT-WT76-04-4.06 | WT76-04-4.06-WC - M | Waite | WT | WT76 | Wine Innovation Central | 04 | Level Four | 4.06 | 99939 | Unusable Spaces | 99939 | Unusable Spaces | 7.93 | WC - M | 8 | Non Useable Floor Area Space Group | 821 | Non-usable - Toilets/Amenities - Male |  | Unknown | 0.00 | NO
Waite_WT76-Wine Innovation Central_Level Four_4.06A _ VSR | WT-WT76-04-4.06A | WT76-04-4.06A-VSR | Waite | WT | WT76 | Wine Innovation Central | 04 | Level Four | 4.06A | 99939 | Unusable Spaces | 99939 | Unusable Spaces | 0.93 | VSR | 8 | Non Useable Floor Area Space Group | 840 | Non-usable - Service riser |  | Unknown | 0.00 | NO
Waite_WT76-Wine Innovation Central_Level Four_4.07 _ Washroom | WT-WT76-04-4.07 | WT76-04-4.07-Washroom | Waite | WT | WT76 | Wine Innovation Central | 04 | Level Four | 4.07 | 99939 | Unusable Spaces | 99939 | Unusable Spaces | 6.75 | Washroom | 8 | Non Useable Floor Area Space Group | 835 | Non-usable - Toilets/Amenities - Other |  | Unknown | 0.00 | NO
Waite_WT76-Wine Innovation Central_Level Four_4.08 _ WC - U - Access (LH) | WT-WT76-04-4.08 | WT76-04-4.08-WC - U - Access (LH) | Waite | WT | WT76 | Wine Innovation Central | 04 | Level Four | 4.08 | 99939 | Unusable Spaces | 99939 | Unusable Spaces | 5.66 | WC - U - Access (LH) | 8 | Non Useable Floor Area Space Group | 818 | Non-usable - Toilets/Amenities - Unisex Accessible |  | Unknown | 0.00 | NO
Waite_WT76-Wine Innovation Central_Level Four_4.09 _ Corr. | WT-WT76-04-4.09 | WT76-04-4.09-Corr. | Waite | WT | WT76 | Wine Innovation Central | 04 | Level Four | 4.09 | 99939 | Unusable Spaces | 99939 | Unusable Spaces | 21.63 | Corr. | 8 | Non Useable Floor Area Space Group | 805 | Non-usable - Circulation space |  | Unknown | 0.00 | NO
Waite_WT76-Wine Innovation Central_Level Four_4.09B _ VSR | WT-WT76-04-4.09B | WT76-04-4.09B-VSR | Waite | WT | WT76 | Wine Innovation Central | 04 | Level Four | 4.09B | 99939 | Unusable Spaces | 99939 | Unusable Spaces | 3.04 | VSR | 8 | Non Useable Floor Area Space Group | 840 | Non-usable - Service riser |  | Unknown | 0.00 | NO
Waite_WT76-Wine Innovation Central_Level Four_4.10 _ Centrifuge | WT-WT76-04-4.10 | WT76-04-4.10-Centrifuge | Waite | WT | WT76 | Wine Innovation Central | 04 | Level Four | 4.10 | 141 | School of Agriculture, Food and Wine | 141 | School of Agriculture, Food and Wine | 12.46 | Centrifuge | 4 | Ancillary Area Space Group | 401 | Ancillary Area - Laboratory Service and Preparation |  | Excellent | 1,471.81 | NO
Waite_WT76-Wine Innovation Central_Level Four_4.11 _ Microscope | WT-WT76-04-4.11 | WT76-04-4.11-Microscope | Waite | WT | WT76 | Wine Innovation Central | 04 | Level Four | 4.11 | 141 | School of Agriculture, Food and Wine | 141 | School of Agriculture, Food and Wine | 10.18 | Microscope | 4 | Ancillary Area Space Group | 401 | Ancillary Area - Laboratory Service and Preparation |  | Excellent | 1,202.49 | NO
Waite_WT76-Wine Innovation Central_Level Four_4.12 _ Laboratory | WT-WT76-04-4.12 | WT76-04-4.12-Laboratory | Waite | WT | WT76 | Wine Innovation Central | 04 | Level Four | 4.12 | 141 | School of Agriculture, Food and Wine | 141 | School of Agriculture, Food and Wine | 43.66 | Laboratory | 3 | Specialist Teaching or Research Space Group | 312 | Laboratory - Research Only |  | Excellent | 7,794.49 | NO
Waite_WT76-Wine Innovation Central_Level Four_4.13 _ Corr. | WT-WT76-04-4.13 | WT76-04-4.13-Corr. | Waite | WT | WT76 | Wine Innovation Central | 04 | Level Four | 4.13 | 99939 | Unusable Spaces | 99939 | Unusable Spaces | 35.35 | Corr. | 8 | Non Useable Floor Area Space Group | 805 | Non-usable - Circulation space |  | Unknown | 0.00 | NO
Waite_WT76-Wine Innovation Central_Level Four_4.13B _ VSR | WT-WT76-04-4.13B | WT76-04-4.13B-VSR | Waite | WT | WT76 | Wine Innovation Central | 04 | Level Four | 4.13B | 99939 | Unusable Spaces | 99939 | Unusable Spaces | 0.78 | VSR | 8 | Non Useable Floor Area Space Group | 840 | Non-usable - Service riser |  | Unknown | 0.00 | NO
Waite_WT76-Wine Innovation Central_Level Four_4.13C _ VSR - Eastern End | WT-WT76-04-4.13C | WT76-04-4.13C-VSR - Eastern End | Waite | WT | WT76 | Wine Innovation Central | 04 | Level Four | 4.13C | 99939 | Unusable Spaces | 99939 | Unusable Spaces | 0.94 | VSR - Eastern End | 8 | Non Useable Floor Area Space Group | 840 | Non-usable - Service riser |  | Unknown | 0.00 | NO
Waite_WT76-Wine Innovation Central_Level Four_4.14 _ Laboratory | WT-WT76-04-4.14 | WT76-04-4.14-Laboratory | Waite | WT | WT76 | Wine Innovation Central | 04 | Level Four | 4.14 | 141 | School of Agriculture, Food and Wine | 141 | School of Agriculture, Food and Wine | 95.58 | Laboratory | 3 | Specialist Teaching or Research Space Group | 312 | Laboratory - Research Only |  | Excellent | 17,063.61 | NO
Waite_WT76-Wine Innovation Central_Level Four_4.14A _ VSR | WT-WT76-04-4.14A | WT76-04-4.14A-VSR | Waite | WT | WT76 | Wine Innovation Central | 04 | Level Four | 4.14A | 99939 | Unusable Spaces | 99939 | Unusable Spaces | 0.39 | VSR | 8 | Non Useable Floor Area Space Group | 840 | Non-usable - Service riser |  | Unknown | 0.00 | NO
Waite_WT76-Wine Innovation Central_Level Four_4.15 _ Laboratory | WT-WT76-04-4.15 | WT76-04-4.15-Laboratory | Waite | WT | WT76 | Wine Innovation Central | 04 | Level Four | 4.15 | 141 | School of Agriculture, Food and Wine | 141 | School of Agriculture, Food and Wine | 24.19 | Laboratory | 3 | Specialist Teaching or Research Space Group | 312 | Laboratory - Research Only |  | Excellent | 4,318.57 | NO
Waite_WT76-Wine Innovation Central_Level Four_4.16 _ Plantroom | WT-WT76-04-4.16 | WT76-04-4.16-Plantroom | Waite | WT | WT76 | Wine Innovation Central | 04 | Level Four | 4.16 | 99939 | Unusable Spaces | 99939 | Unusable Spaces | 52.93 | Plantroom | 8 | Non Useable Floor Area Space Group | 811 | Non-usable - Plant room other |  | Unknown | 0.00 | NO
Waite_WT76-Wine Innovation Central_Level Four_4.17 _ Stair - West | WT-WT76-04-4.17 | WT76-04-4.17-Stair - West | Waite | WT | WT76 | Wine Innovation Central | 04 | Level Four | 4.17 | 99939 | Unusable Spaces | 99939 | Unusable Spaces | 19.78 | Stair - West | 8 | Non Useable Floor Area Space Group | 805 | Non-usable - Circulation space |  | Unknown | 0.00 | NO
Waite_WT76-Wine Innovation Central_Level Four_4.18 _ Store | WT-WT76-04-4.18 | WT76-04-4.18-Store | Waite | WT | WT76 | Wine Innovation Central | 04 | Level Four | 4.18 | 141 | School of Agriculture, Food and Wine | 141 | School of Agriculture, Food and Wine | 10.98 | Store | 4 | Ancillary Area Space Group | 419 | Ancillary Area - Store Room - Generic |  | Excellent | 1,296.99 | NO
Waite_WT76-Wine Innovation Central_Level Four_4.18A _ VSR | WT-WT76-04-4.18A | WT76-04-4.18A-VSR | Waite | WT | WT76 | Wine Innovation Central | 04 | Level Four | 4.18A | 99939 | Unusable Spaces | 99939 | Unusable Spaces | 0.37 | VSR | 8 | Non Useable Floor Area Space Group | 840 | Non-usable - Service riser |  | Unknown | 0.00 | NO
Waite_WT76-Wine Innovation Central_Level Four_4.19 _ ISO [PC2-Cert] | WT-WT76-04-4.19 | WT76-04-4.19-ISO [PC2-Cert] | Waite | WT | WT76 | Wine Innovation Central | 04 | Level Four | 4.19 | 141 | School of Agriculture, Food and Wine | 141 | School of Agriculture, Food and Wine | 11.53 | ISO [PC2-Cert] | 4 | Ancillary Area Space Group | 401 | Ancillary Area - Laboratory Service and Preparation | RATED - PC2 | Excellent | 1,361.96 | NO
Waite_WT76-Wine Innovation Central_Level Four_4.20 _ Wash Up | WT-WT76-04-4.20 | WT76-04-4.20-Wash Up | Waite | WT | WT76 | Wine Innovation Central | 04 | Level Four | 4.20 | 141 | School of Agriculture, Food and Wine | 141 | School of Agriculture, Food and Wine | 11.35 | Wash Up | 4 | Ancillary Area Space Group | 401 | Ancillary Area - Laboratory Service and Preparation |  | Excellent | 1,340.70 | NO
Waite_WT76-Wine Innovation Central_Level Four_4.21 _ Utility | WT-WT76-04-4.21 | WT76-04-4.21-Utility | Waite | WT | WT76 | Wine Innovation Central | 04 | Level Four | 4.21 | 141 | School of Agriculture, Food and Wine | 141 | School of Agriculture, Food and Wine | 11.53 | Utility | 4 | Ancillary Area Space Group | 401 | Ancillary Area - Laboratory Service and Preparation |  | Excellent | 1,361.96 | NO
Waite_WT76-Wine Innovation Central_Level Four_4.22 _ Spectrometer | WT-WT76-04-4.22 | WT76-04-4.22-Spectrometer | Waite | WT | WT76 | Wine Innovation Central | 04 | Level Four | 4.22 | 141 | School of Agriculture, Food and Wine | 141 | School of Agriculture, Food and Wine | 11.35 | Spectrometer | 4 | Ancillary Area Space Group | 401 | Ancillary Area - Laboratory Service and Preparation |  | Excellent | 1,340.70 | NO
Waite_WT76-Wine Innovation Central_Level Four_4.22A _ VSR | WT-WT76-04-4.22A | WT76-04-4.22A-VSR | Waite | WT | WT76 | Wine Innovation Central | 04 | Level Four | 4.22A | 99939 | Unusable Spaces | 99939 | Unusable Spaces | 0.03 | VSR | 8 | Non Useable Floor Area Space Group | 840 | Non-usable - Service riser |  | Unknown | 0.00 | NO
Waite_WT76-Wine Innovation Central_Level Four_4.23 _ Laboratory | WT-WT76-04-4.23 | WT76-04-4.23-Laboratory | Waite | WT | WT76 | Wine Innovation Central | 04 | Level Four | 4.23 | 141 | School of Agriculture, Food and Wine | 141 | School of Agriculture, Food and Wine | 50.54 | Laboratory | 3 | Specialist Teaching or Research Space Group | 312 | Laboratory - Research Only |  | Excellent | 9,022.75 | NO
Waite_WT76-Wine Innovation Central_Level Four_4.23A _ VSR | WT-WT76-04-4.23A | WT76-04-4.23A-VSR | Waite | WT | WT76 | Wine Innovation Central | 04 | Level Four | 4.23A | 99939 | Unusable Spaces | 99939 | Unusable Spaces | 0.03 | VSR | 8 | Non Useable Floor Area Space Group | 840 | Non-usable - Service riser |  | Unknown | 0.00 | NO
Waite_WT76-Wine Innovation Central_Level Four_4.23B _ VSR | WT-WT76-04-4.23B | WT76-04-4.23B-VSR | Waite | WT | WT76 | Wine Innovation Central | 04 | Level Four | 4.23B | 99939 | Unusable Spaces | 99939 | Unusable Spaces | 0.31 | VSR | 8 | Non Useable Floor Area Space Group | 840 | Non-usable - Service riser |  | Unknown | 0.00 | NO
Waite_WT76-Wine Innovation Central_Level Four_4.24 _ Corr. | WT-WT76-04-4.24 | WT76-04-4.24-Corr. | Waite | WT | WT76 | Wine Innovation Central | 04 | Level Four | 4.24 | 99939 | Unusable Spaces | 99939 | Unusable Spaces | 34.05 | Corr. | 8 | Non Useable Floor Area Space Group | 805 | Non-usable - Circulation space |  | Unknown | 0.00 | NO
Waite_WT76-Wine Innovation Central_Level Four_4.24A _ FHR | WT-WT76-04-4.24A | WT76-04-4.24A-FHR | Waite | WT | WT76 | Wine Innovation Central | 04 | Level Four | 4.24A | 99939 | Unusable Spaces | 99939 | Unusable Spaces | 0.32 | FHR | 8 | Non Useable Floor Area Space Group | 840 | Non-usable - Service riser |  | Unknown | 0.00 | NO
Waite_WT76-Wine Innovation Central_Level Four_4.25 _ Store | WT-WT76-04-4.25 | WT76-04-4.25-Store | Waite | WT | WT76 | Wine Innovation Central | 04 | Level Four | 4.25 | 141 | School of Agriculture, Food and Wine | 141 | School of Agriculture, Food and Wine | 17.62 | Store | 4 | Ancillary Area Space Group | 419 | Ancillary Area - Store Room - Generic |  | Excellent | 2,081.33 | NO
Waite_WT76-Wine Innovation Central_Level Four_4.26 _ Office | WT-WT76-04-4.26 | WT76-04-4.26-Office | Waite | WT | WT76 | Wine Innovation Central | 04 | Level Four | 4.26 | 141 | School of Agriculture, Food and Wine | 141 | School of Agriculture, Food and Wine | 12.67 | Office | 1 | Office Space Group | 101 | Office - Academic Staff |  | Excellent | 1,700.70 | NO
Waite_WT76-Wine Innovation Central_Level Four_4.27 _ Office - Open Plan | WT-WT76-04-4.27 | WT76-04-4.27-Office - Open Plan | Waite | WT | WT76 | Wine Innovation Central | 04 | Level Four | 4.27 | 141 | School of Agriculture, Food and Wine | 141 | School of Agriculture, Food and Wine | 120.09 | Office - Open Plan | 1 | Office Space Group | 112 | Open Plan - Academic Staff |  | Excellent | 16,119.78 | NO
Waite_WT76-Wine Innovation Central_Level Four_4.28 _ Office | WT-WT76-04-4.28 | WT76-04-4.28-Office | Waite | WT | WT76 | Wine Innovation Central | 04 | Level Four | 4.28 | 141 | School of Agriculture, Food and Wine | 141 | School of Agriculture, Food and Wine | 11.55 | Office | 1 | Office Space Group | 101 | Office - Academic Staff |  | Excellent | 1,550.37 | NO
Waite_WT76-Wine Innovation Central_Level Four_4.29 _ Store | WT-WT76-04-4.29 | WT76-04-4.29-Store | Waite | WT | WT76 | Wine Innovation Central | 04 | Level Four | 4.29 | 141 | School of Agriculture, Food and Wine | 141 | School of Agriculture, Food and Wine | 8.03 | Store | 4 | Ancillary Area Space Group | 419 | Ancillary Area - Store Room - Generic |  | Excellent | 948.53 | NO
Waite_WT76-Wine Innovation Central_Level Four_4.30 _ Control Room | WT-WT76-04-4.30 | WT76-04-4.30-Control Room | Waite | WT | WT76 | Wine Innovation Central | 04 | Level Four | 4.30 | 141 | School of Agriculture, Food and Wine | 141 | School of Agriculture, Food and Wine | 8.03 | Control Room | 4 | Ancillary Area Space Group | 401 | Ancillary Area - Laboratory Service and Preparation |  | Excellent | 948.53 | NO
Waite_WT76-Wine Innovation Central_Level Four_4.31 _ Meeting | WT-WT76-04-4.31 | WT76-04-4.31-Meeting | Waite | WT | WT76 | Wine Innovation Central | 04 | Level Four | 4.31 | 141 | School of Agriculture, Food and Wine | 141 | School of Agriculture, Food and Wine | 37.14 | Meeting | 6 | General Facility Space Group | 601 | General Facility - Committee/Conference/Meeting room |  | Excellent | 5,583.57 | NO
Waite_WT76-Wine Innovation Central_Level Four_4.32 _ Focus | WT-WT76-04-4.32 | WT76-04-4.32-Focus | Waite | WT | WT76 | Wine Innovation Central | 04 | Level Four | 4.32 | 141 | School of Agriculture, Food and Wine | 141 | School of Agriculture, Food and Wine | 35.94 | Focus | 3 | Specialist Teaching or Research Space Group | 312 | Laboratory - Research Only |  | Excellent | 6,416.26 | NO
Waite_WT76-Wine Innovation Central_Level Four_4.33 _ Corr. | WT-WT76-04-4.33 | WT76-04-4.33-Corr. | Waite | WT | WT76 | Wine Innovation Central | 04 | Level Four | 4.33 | 99939 | Unusable Spaces | 99939 | Unusable Spaces | 16.63 | Corr. | 8 | Non Useable Floor Area Space Group | 805 | Non-usable - Circulation space |  | Unknown | 0.00 | NO
Waite_WT76-Wine Innovation Central_Level Four_4.33A _ VSR | WT-WT76-04-4.33A | WT76-04-4.33A-VSR | Waite | WT | WT76 | Wine Innovation Central | 04 | Level Four | 4.33A | 99939 | Unusable Spaces | 99939 | Unusable Spaces | 0.63 | VSR | 8 | Non Useable Floor Area Space Group | 840 | Non-usable - Service riser |  | Unknown | 0.00 | NO
Waite_WT76-Wine Innovation Central_Level Four_4.34 _ Lobby | WT-WT76-04-4.34 | WT76-04-4.34-Lobby | Waite | WT | WT76 | Wine Innovation Central | 04 | Level Four | 4.34 | 99939 | Unusable Spaces | 99939 | Unusable Spaces | 29.03 | Lobby | 8 | Non Useable Floor Area Space Group | 805 | Non-usable - Circulation space |  | Unknown | 0.00 | NO
Waite_WT76-Wine Innovation Central_Level Four_4.35 _ Reception | WT-WT76-04-4.35 | WT76-04-4.35-Reception | Waite | WT | WT76 | Wine Innovation Central | 04 | Level Four | 4.35 | 141 | School of Agriculture, Food and Wine | 141 | School of Agriculture, Food and Wine | 35.95 | Reception | 6 | General Facility Space Group | 623 | General Facility - Waiting Area/Foyer/Reception Area |  | Excellent | 5,404.67 | NO
Waite_WT76-Wine Innovation Central_Level Four_4.36 _ Corr. | WT-WT76-04-4.36 | WT76-04-4.36-Corr. | Waite | WT | WT76 | Wine Innovation Central | 04 | Level Four | 4.36 | 99939 | Unusable Spaces | 99939 | Unusable Spaces | 10.04 | Corr. | 8 | Non Useable Floor Area Space Group | 805 | Non-usable - Circulation space |  | Unknown | 0.00 | NO
Waite_WT76-Wine Innovation Central_Level Four_4.36A _ Electrical | WT-WT76-04-4.36A | WT76-04-4.36A-Electrical | Waite | WT | WT76 | Wine Innovation Central | 04 | Level Four | 4.36A | 99939 | Unusable Spaces | 99939 | Unusable Spaces | 1.36 | Electrical | 8 | Non Useable Floor Area Space Group | 840 | Non-usable - Service riser |  | Unknown | 0.00 | NO
Waite_WT76-Wine Innovation Central_Level Four_4.36B _ VSR | WT-WT76-04-4.36B | WT76-04-4.36B-VSR | Waite | WT | WT76 | Wine Innovation Central | 04 | Level Four | 4.36B | 99939 | Unusable Spaces | 99939 | Unusable Spaces | 0.6 | VSR | 8 | Non Useable Floor Area Space Group | 840 | Non-usable - Service riser |  | Unknown | 0.00 | NO
Waite_WT76-Wine Innovation Central_Level Four_4.36C _ Comms | WT-WT76-04-4.36C | WT76-04-4.36C-Comms | Waite | WT | WT76 | Wine Innovation Central | 04 | Level Four | 4.36C | 99939 | Unusable Spaces | 99939 | Unusable Spaces | 0.9 | Comms | 8 | Non Useable Floor Area Space Group | 840 | Non-usable - Service riser |  | Unknown | 0.00 | NO
Waite_WT76-Wine Innovation Central_Level Four_4.36D _ Lift | WT-WT76-04-4.36D | WT76-04-4.36D-Lift | Waite | WT | WT76 | Wine Innovation Central | 04 | Level Four | 4.36D | 99939 | Unusable Spaces | 99939 | Unusable Spaces | 3.72 | Lift | 8 | Non Useable Floor Area Space Group | 838 | Non-usable - Lift |  | Unknown | 0.00 | NO
Waite_WT76-Wine Innovation Central_Level Four_4.37 _ Corr. | WT-WT76-04-4.37 | WT76-04-4.37-Corr. | Waite | WT | WT76 | Wine Innovation Central | 04 | Level Four | 4.37 | 99939 | Unusable Spaces | 99939 | Unusable Spaces | 54.84 | Corr. | 8 | Non Useable Floor Area Space Group | 805 | Non-usable - Circulation space |  | Unknown | 0.00 | NO
Waite_WT76-Wine Innovation Central_Level Four_4.37A _ FHR | WT-WT76-04-4.37A | WT76-04-4.37A-FHR | Waite | WT | WT76 | Wine Innovation Central | 04 | Level Four | 4.37A | 99939 | Unusable Spaces | 99939 | Unusable Spaces | 0.32 | FHR | 8 | Non Useable Floor Area Space Group | 840 | Non-usable - Service riser |  | Unknown | 0.00 | NO
Waite_WT76-Wine Innovation Central_Level Four_4.38 _ Office | WT-WT76-04-4.38 | WT76-04-4.38-Office | Waite | WT | WT76 | Wine Innovation Central | 04 | Level Four | 4.38 | 141 | School of Agriculture, Food and Wine | 141 | School of Agriculture, Food and Wine | 17.11 | Office | 1 | Office Space Group | 101 | Office - Academic Staff |  | Excellent | 2,296.69 | NO
Waite_WT76-Wine Innovation Central_Level Four_4.39 _ Office | WT-WT76-04-4.39 | WT76-04-4.39-Office | Waite | WT | WT76 | Wine Innovation Central | 04 | Level Four | 4.39 | 141 | School of Agriculture, Food and Wine | 141 | School of Agriculture, Food and Wine | 18.08 | Office | 1 | Office Space Group | 101 | Office - Academic Staff |  | Excellent | 2,426.89 | NO
Waite_WT76-Wine Innovation Central_Level Four_4.40 _ Office | WT-WT76-04-4.40 | WT76-04-4.40-Office | Waite | WT | WT76 | Wine Innovation Central | 04 | Level Four | 4.40 | 141 | School of Agriculture, Food and Wine | 141 | School of Agriculture, Food and Wine | 11.56 | Office | 1 | Office Space Group | 101 | Office - Academic Staff |  | Excellent | 1,551.71 | NO
Waite_WT76-Wine Innovation Central_Level Four_4.41 _ Office | WT-WT76-04-4.41 | WT76-04-4.41-Office | Waite | WT | WT76 | Wine Innovation Central | 04 | Level Four | 4.41 | 141 | School of Agriculture, Food and Wine | 141 | School of Agriculture, Food and Wine | 11.56 | Office | 1 | Office Space Group | 101 | Office - Academic Staff |  | Excellent | 1,551.71 | NO
Waite_WT76-Wine Innovation Central_Level Four_4.42 _ Office | WT-WT76-04-4.42 | WT76-04-4.42-Office | Waite | WT | WT76 | Wine Innovation Central | 04 | Level Four | 4.42 | 141 | School of Agriculture, Food and Wine | 141 | School of Agriculture, Food and Wine | 11.56 | Office | 1 | Office Space Group | 101 | Office - Academic Staff |  | Excellent | 1,551.71 | NO
Waite_WT76-Wine Innovation Central_Level Four_4.43 _ Office | WT-WT76-04-4.43 | WT76-04-4.43-Office | Waite | WT | WT76 | Wine Innovation Central | 04 | Level Four | 4.43 | 141 | School of Agriculture, Food and Wine | 141 | School of Agriculture, Food and Wine | 11.56 | Office | 1 | Office Space Group | 101 | Office - Academic Staff |  | Excellent | 1,551.71 | NO
Waite_WT76-Wine Innovation Central_Level Four_4.44 _ Office | WT-WT76-04-4.44 | WT76-04-4.44-Office | Waite | WT | WT76 | Wine Innovation Central | 04 | Level Four | 4.44 | 141 | School of Agriculture, Food and Wine | 141 | School of Agriculture, Food and Wine | 11.56 | Office | 1 | Office Space Group | 101 | Office - Academic Staff |  | Excellent | 1,551.71 | NO
Waite_WT76-Wine Innovation Central_Level Four_4.45 _ Office | WT-WT76-04-4.45 | WT76-04-4.45-Office | Waite | WT | WT76 | Wine Innovation Central | 04 | Level Four | 4.45 | 141 | School of Agriculture, Food and Wine | 141 | School of Agriculture, Food and Wine | 11.56 | Office | 1 | Office Space Group | 101 | Office - Academic Staff |  | Excellent | 1,551.71 | NO
Waite_WT76-Wine Innovation Central_Level Four_4.46 _ Office | WT-WT76-04-4.46 | WT76-04-4.46-Office | Waite | WT | WT76 | Wine Innovation Central | 04 | Level Four | 4.46 | 141 | School of Agriculture, Food and Wine | 141 | School of Agriculture, Food and Wine | 12.66 | Office | 1 | Office Space Group | 101 | Office - Academic Staff |  | Excellent | 1,699.36 | NO
Waite_WT76-Wine Innovation Central_Level Four_4.47 _ Stair - East | WT-WT76-04-4.47 | WT76-04-4.47-Stair - East | Waite | WT | WT76 | Wine Innovation Central | 04 | Level Four | 4.47 | 99939 | Unusable Spaces | 99939 | Unusable Spaces | 19.78 | Stair - East | 8 | Non Useable Floor Area Space Group | 805 | Non-usable - Circulation space |  | Unknown | 0.00 | NO
Waite_WT76-Wine Innovation Central_Level Four_4.48 _ Plantroom | WT-WT76-04-4.48 | WT76-04-4.48-Plantroom | Waite | WT | WT76 | Wine Innovation Central | 04 | Level Four | 4.48 | 99939 | Unusable Spaces | 99939 | Unusable Spaces | 52.93 | Plantroom | 8 | Non Useable Floor Area Space Group | 811 | Non-usable - Plant room other |  | Unknown | 0.00 | NO
Waite_WT76-Wine Innovation Central_Level Four_4.49 _ Store | WT-WT76-04-4.49 | WT76-04-4.49-Store | Waite | WT | WT76 | Wine Innovation Central | 04 | Level Four | 4.49 | 141 | School of Agriculture, Food and Wine | 141 | School of Agriculture, Food and Wine | 25.15 | Store | 4 | Ancillary Area Space Group | 419 | Ancillary Area - Store Room - Generic |  | Excellent | 2,970.80 | NO
Waite_WT76-Wine Innovation Central_Level Four_4.49A _ wall cavity | WT-WT76-04-4.49A | WT76-04-4.49A-wall cavity | Waite | WT | WT76 | Wine Innovation Central | 04 | Level Four | 4.49A | 99939 | Unusable Spaces | 99939 | Unusable Spaces | 0.23 | wall cavity | 8 | Non Useable Floor Area Space Group | 800 | Non-usable - Specific type not defined |  | Unknown | 0.00 | NO
Waite_WT76-Wine Innovation Central_Level Four_4.50 _ Laboratory | WT-WT76-04-4.50 | WT76-04-4.50-Laboratory | Waite | WT | WT76 | Wine Innovation Central | 04 | Level Four | 4.50 | 141 | School of Agriculture, Food and Wine | 141 | School of Agriculture, Food and Wine | 22.95 | Laboratory | 3 | Specialist Teaching or Research Space Group | 312 | Laboratory - Research Only |  | Excellent | 4,097.19 | NO
Waite_WT76-Wine Innovation Central_Level Four_4.50A _ wall cavity | WT-WT76-04-4.50A | WT76-04-4.50A-wall cavity | Waite | WT | WT76 | Wine Innovation Central | 04 | Level Four | 4.50A | 141 | School of Agriculture, Food and Wine | 141 | School of Agriculture, Food and Wine | 0.37 | wall cavity | 8 | Non Useable Floor Area Space Group | 800 | Non-usable - Specific type not defined |  | Excellent | 0.00 | NO
Waite_WT76-Wine Innovation Central_Level Four_4.51 _ Cold Laboratory | WT-WT76-04-4.51 | WT76-04-4.51-Cold Laboratory | Waite | WT | WT76 | Wine Innovation Central | 04 | Level Four | 4.51 | 141 | School of Agriculture, Food and Wine | 141 | School of Agriculture, Food and Wine | 9.8 | Cold Laboratory | 4 | Ancillary Area Space Group | 405 | Ancillary Area - Constant Temperature/ Freezer/Cold/Warm Rooms |  | Excellent | 1,157.61 | NO
Waite_WT76-Wine Innovation Central_Level Four_4.52 _ Store | WT-WT76-04-4.52 | WT76-04-4.52-Store | Waite | WT | WT76 | Wine Innovation Central | 04 | Level Four | 4.52 | 141 | School of Agriculture, Food and Wine | 141 | School of Agriculture, Food and Wine | 11.02 | Store | 4 | Ancillary Area Space Group | 419 | Ancillary Area - Store Room - Generic |  | Excellent | 1,301.72 | NO
Waite_WT76-Wine Innovation Central_Level Four_4.52A _ wall cavity | WT-WT76-04-4.52A | WT76-04-4.52A-wall cavity | Waite | WT | WT76 | Wine Innovation Central | 04 | Level Four | 4.52A | 99939 | Unusable Spaces | 99939 | Unusable Spaces | 0.03 | wall cavity | 8 | Non Useable Floor Area Space Group | 800 | Non-usable - Specific type not defined |  | Unknown | 0.00 | NO
Waite_WT76-Wine Innovation Central_Level Four_4.53 _ Laboratory | WT-WT76-04-4.53 | WT76-04-4.53-Laboratory | Waite | WT | WT76 | Wine Innovation Central | 04 | Level Four | 4.53 | 141 | School of Agriculture, Food and Wine | 141 | School of Agriculture, Food and Wine | 22.95 | Laboratory | 3 | Specialist Teaching or Research Space Group | 312 | Laboratory - Research Only |  | Excellent | 4,097.19 | NO
Waite_WT76-Wine Innovation Central_Level Four_4.53A _ wall cavity | WT-WT76-04-4.53A | WT76-04-4.53A-wall cavity | Waite | WT | WT76 | Wine Innovation Central | 04 | Level Four | 4.53A | 99939 | Unusable Spaces | 99939 | Unusable Spaces | 0.03 | wall cavity | 8 | Non Useable Floor Area Space Group | 800 | Non-usable - Specific type not defined |  | Unknown | 0.00 | NO
Waite_WT76-Wine Innovation Central_Level Four_4.54 _ Instrument Room | WT-WT76-04-4.54 | WT76-04-4.54-Instrument Room | Waite | WT | WT76 | Wine Innovation Central | 04 | Level Four | 4.54 | 141 | School of Agriculture, Food and Wine | 141 | School of Agriculture, Food and Wine | 22.95 | Instrument Room | 4 | Ancillary Area Space Group | 402 | Ancillary Area - Instrument Room |  | Excellent | 2,710.92 | NO
Waite_WT76-Wine Innovation Central_Level Four_4.55 _ Booths | WT-WT76-04-4.55 | WT76-04-4.55-Booths | Waite | WT | WT76 | Wine Innovation Central | 04 | Level Four | 4.55 | 141 | School of Agriculture, Food and Wine | 141 | School of Agriculture, Food and Wine | 14.41 | Booths | 3 | Specialist Teaching or Research Space Group | 300 | Laboratory - Specialist teaching and research - type not defined |  | Excellent | 2,572.57 | NO
Waite_WT76-Wine Innovation Central_Level Four_4.56 _ Sensory Preparation | WT-WT76-04-4.56 | WT76-04-4.56-Sensory Preparation | Waite | WT | WT76 | Wine Innovation Central | 04 | Level Four | 4.56 | 141 | School of Agriculture, Food and Wine | 141 | School of Agriculture, Food and Wine | 41.03 | Sensory Preparation | 4 | Ancillary Area Space Group | 401 | Ancillary Area - Laboratory Service and Preparation |  | Excellent | 4,846.59 | NO
Waite_WT76-Wine Innovation Central_Level Four_4.57 _ Booths | WT-WT76-04-4.57 | WT76-04-4.57-Booths | Waite | WT | WT76 | Wine Innovation Central | 04 | Level Four | 4.57 | 141 | School of Agriculture, Food and Wine | 141 | School of Agriculture, Food and Wine | 14.48 | Booths | 3 | Specialist Teaching or Research Space Group | 300 | Laboratory - Specialist teaching and research - type not defined |  | Excellent | 2,585.07 | NO
Waite_WT76-Wine Innovation Central_Level Four_4.58 _ Freezer | WT-WT76-04-4.58 | WT76-04-4.58-Freezer | Waite | WT | WT76 | Wine Innovation Central | 04 | Level Four | 4.58 | 141 | School of Agriculture, Food and Wine | 141 | School of Agriculture, Food and Wine | 22.83 | Freezer | 4 | Ancillary Area Space Group | 405 | Ancillary Area - Constant Temperature/ Freezer/Cold/Warm Rooms |  | Excellent | 2,696.75 | NO
Waite_WT76-Wine Innovation Central_Level Four_4.59 _ Cleaner | WT-WT76-04-4.59 | WT76-04-4.59-Cleaner | Waite | WT | WT76 | Wine Innovation Central | 04 | Level Four | 4.59 | 99939 | Unusable Spaces | 99939 | Unusable Spaces | 2.36 | Cleaner | 8 | Non Useable Floor Area Space Group | 806 | Non-usable - Cleaners room |  | Unknown | 0.00 | NO
Waite_WT76-Wine Innovation Central_Level Four_4.60 _ Gas Store | WT-WT76-04-4.60 | WT76-04-4.60-Gas Store | Waite | WT | WT76 | Wine Innovation Central | 04 | Level Four | 4.60 | 141 | School of Agriculture, Food and Wine | 141 | School of Agriculture, Food and Wine | 4.23 | Gas Store | 4 | Ancillary Area Space Group | 418 | Ancillary Area - Dangerous goods storage |  | Excellent | 499.66 | NO
Waite_WT76-Wine Innovation Central_Level Four_4.61 _ Laboratory | WT-WT76-04-4.61 | WT76-04-4.61-Laboratory | Waite | WT | WT76 | Wine Innovation Central | 04 | Level Four | 4.61 | 141 | School of Agriculture, Food and Wine | 141 | School of Agriculture, Food and Wine | 20.46 | Laboratory | 3 | Specialist Teaching or Research Space Group | 312 | Laboratory - Research Only |  | Excellent | 3,652.66 | NO
Waite_WT76-Wine Innovation Central_Level Four_4.62 _ Laboratory | WT-WT76-04-4.62 | WT76-04-4.62-Laboratory | Waite | WT | WT76 | Wine Innovation Central | 04 | Level Four | 4.62 | 141 | School of Agriculture, Food and Wine | 141 | School of Agriculture, Food and Wine | 116.96 | Laboratory | 3 | Specialist Teaching or Research Space Group | 312 | Laboratory - Research Only |  | Excellent | 20,880.51 | NO
Waite_WT76-Wine Innovation Central_Level Four_4.63 _ Corr. | WT-WT76-04-4.63 | WT76-04-4.63-Corr. | Waite | WT | WT76 | Wine Innovation Central | 04 | Level Four | 4.63 | 99939 | Unusable Spaces | 99939 | Unusable Spaces | 47.56 | Corr. | 8 | Non Useable Floor Area Space Group | 805 | Non-usable - Circulation space |  | Unknown | 0.00 | NO
Waite_WT76-Wine Innovation Central_Level Four_4.63B _ wall cavity | WT-WT76-04-4.63B | WT76-04-4.63B-wall cavity | Waite | WT | WT76 | Wine Innovation Central | 04 | Level Four | 4.63B | 99939 | Unusable Spaces | 99939 | Unusable Spaces | 0.72 | wall cavity | 8 | Non Useable Floor Area Space Group | 800 | Non-usable - Specific type not defined |  | Unknown | 0.00 | NO
Waite_WT76-Wine Innovation Central_Level Four_4.63E _ wall cavity | WT-WT76-04-4.63E | WT76-04-4.63E-wall cavity | Waite | WT | WT76 | Wine Innovation Central | 04 | Level Four | 4.63E | 99939 | Unusable Spaces | 99939 | Unusable Spaces | 1.31 | wall cavity | 8 | Non Useable Floor Area Space Group | 800 | Non-usable - Specific type not defined |  | Unknown | 0.00 | NO
Waite_WT76-Wine Innovation Central_Level Four_4.63F _ VSR | WT-WT76-04-4.63F | WT76-04-4.63F-VSR | Waite | WT | WT76 | Wine Innovation Central | 04 | Level Four | 4.63F | 99939 | Unusable Spaces | 99939 | Unusable Spaces | 0.68 | VSR | 8 | Non Useable Floor Area Space Group | 840 | Non-usable - Service riser |  | Unknown | 0.00 | NO
Waite_WT76-Wine Innovation Central_Level Four_4.63G _ wall cavity | WT-WT76-04-4.63G | WT76-04-4.63G-wall cavity | Waite | WT | WT76 | Wine Innovation Central | 04 | Level Four | 4.63G | 99939 | Unusable Spaces | 99939 | Unusable Spaces | 0.75 | wall cavity | 8 | Non Useable Floor Area Space Group | 800 | Non-usable - Specific type not defined |  | Unknown | 0.00 | NO
Waite_WT76-Wine Innovation Central_Level Four_4.64 _ Corr. | WT-WT76-04-4.64 | WT76-04-4.64-Corr. | Waite | WT | WT76 | Wine Innovation Central | 04 | Level Four | 4.64 | 99939 | Unusable Spaces | 99939 | Unusable Spaces | 34.73 | Corr. | 8 | Non Useable Floor Area Space Group | 805 | Non-usable - Circulation space |  | Unknown | 0.00 | NO
Waite_WT76-Wine Innovation Central_Level Four_4.64A _ VSR | WT-WT76-04-4.64A | WT76-04-4.64A-VSR | Waite | WT | WT76 | Wine Innovation Central | 04 | Level Four | 4.64A | 99939 | Unusable Spaces | 99939 | Unusable Spaces | 0.94 | VSR | 8 | Non Useable Floor Area Space Group | 840 | Non-usable - Service riser |  | Unknown | 0.00 | NO
Waite_WT76-Wine Innovation Central_Level Four_4.64B _ wall cavity | WT-WT76-04-4.64B | WT76-04-4.64B-wall cavity | Waite | WT | WT76 | Wine Innovation Central | 04 | Level Four | 4.64B | 141 | School of Agriculture, Food and Wine | 141 | School of Agriculture, Food and Wine | 1.31 | wall cavity | 8 | Non Useable Floor Area Space Group | 800 | Non-usable - Specific type not defined |  | Excellent | 0.00 | NO
Waite_WT76-Wine Innovation Central_Level Four_4.64D _ wall cavity | WT-WT76-04-4.64D | WT76-04-4.64D-wall cavity | Waite | WT | WT76 | Wine Innovation Central | 04 | Level Four | 4.64D | 99939 | Unusable Spaces | 99939 | Unusable Spaces | 0.75 | wall cavity | 8 | Non Useable Floor Area Space Group | 800 | Non-usable - Specific type not defined |  | Unknown | 0.00 | NO
Waite_WT76-Wine Innovation Central_Level Four_4.65 _ Laboratory | WT-WT76-04-4.65 | WT76-04-4.65-Laboratory | Waite | WT | WT76 | Wine Innovation Central | 04 | Level Four | 4.65 | 141 | School of Agriculture, Food and Wine | 141 | School of Agriculture, Food and Wine | 118.35 | Laboratory | 3 | Specialist Teaching or Research Space Group | 312 | Laboratory - Research Only |  | Excellent | 21,128.66 | NO
Waite_WT76-Wine Innovation Central_Level Four_4.66 _ Store | WT-WT76-04-4.66 | WT76-04-4.66-Store | Waite | WT | WT76 | Wine Innovation Central | 04 | Level Four | 4.66 | 141 | School of Agriculture, Food and Wine | 141 | School of Agriculture, Food and Wine | 11.56 | Store | 4 | Ancillary Area Space Group | 419 | Ancillary Area - Store Room - Generic |  | Excellent | 1,365.50 | NO
Waite_WT76-Wine Innovation Central_Level Four_4.67 _ Office - Open Plan | WT-WT76-04-4.67 | WT76-04-4.67-Office - Open Plan | Waite | WT | WT76 | Wine Innovation Central | 04 | Level Four | 4.67 | 141 | School of Agriculture, Food and Wine | 141 | School of Agriculture, Food and Wine | 143.22 | Office - Open Plan | 1 | Office Space Group | 112 | Open Plan - Academic Staff |  | Excellent | 19,224.53 | NO
Waite_WT76-Wine Innovation Central_Level Four_4.68 _ Office - Open Plan | WT-WT76-04-4.68 | WT76-04-4.68-Office - Open Plan | Waite | WT | WT76 | Wine Innovation Central | 04 | Level Four | 4.68 | 141 | School of Agriculture, Food and Wine | 141 | School of Agriculture, Food and Wine | 35.91 | Office - Open Plan | 1 | Office Space Group | 112 | Open Plan - Academic Staff |  | Excellent | 4,820.23 | NO
Waite_WT76-Wine Innovation Central_Level Five_5.01 _ Stair - West | WT-WT76-05-5.01 | WT76-05-5.01-Stair - West | Waite | WT | WT76 | Wine Innovation Central | 05 | Level Five | 5.01 | 99939 | Unusable Spaces | 99939 | Unusable Spaces | 16.01 | Stair - West | 8 | Non Useable Floor Area Space Group | 805 | Non-usable - Circulation space |  | Unknown | 0.00 | NO
Waite_WT76-Wine Innovation Central_Level Five_5.02 _ Stair - East | WT-WT76-05-5.02 | WT76-05-5.02-Stair - East | Waite | WT | WT76 | Wine Innovation Central | 05 | Level Five | 5.02 | 99939 | Unusable Spaces | 99939 | Unusable Spaces | 16.01 | Stair - East | 8 | Non Useable Floor Area Space Group | 805 | Non-usable - Circulation space |  | Unknown | 0.00 | NO
Waite_WT76-Wine Innovation Central_Level Five_5.03 _ Plantroom - Cold Water | WT-WT76-05-5.03 | WT76-05-5.03-Plantroom - Cold Water | Waite | WT | WT76 | Wine Innovation Central | 05 | Level Five | 5.03 | 99939 | Unusable Spaces | 99939 | Unusable Spaces | 163.62 | Plantroom - Cold Water | 8 | Non Useable Floor Area Space Group | 811 | Non-usable - Plant room other |  | Unknown | 0.00 | NO
Waite_WT76-Wine Innovation Central_Level Five_5.04 _ Plantroom - Hot Water | WT-WT76-05-5.04 | WT76-05-5.04-Plantroom - Hot Water | Waite | WT | WT76 | Wine Innovation Central | 05 | Level Five | 5.04 | 99939 | Unusable Spaces | 99939 | Unusable Spaces | 79.1 | Plantroom - Hot Water | 8 | Non Useable Floor Area Space Group | 811 | Non-usable - Plant room other |  | Unknown | 0.00 | NO
Waite_WT77-Wine Innovation West_Level One_101 _ Stair | WT-WT77-01-101 | WT77-01-101-Stair | Waite | WT | WT77 | Wine Innovation West | 01 | Level One | 101 | 99002 | Federal - CSIRO | 859 | Infrastructure | 10.65 | Stair | 8 | Non Useable Floor Area Space Group | 805 | Non-usable - Circulation space |  | Excellent | 0.00 | NO
Waite_WT77-Wine Innovation West_Level One_102 _ Gallery | WT-WT77-01-102 | WT77-01-102-Gallery | Waite | WT | WT77 | Wine Innovation West | 01 | Level One | 102 | 99002 | Federal - CSIRO | 859 | Infrastructure | 36.17 | Gallery | 6 | General Facility Space Group | 600 | General Facility - Specific type not defined |  | Excellent | 5,437.74 | NO
Waite_WT77-Wine Innovation West_Level One_103 _ Wine Evaluation | WT-WT77-01-103 | WT77-01-103-Wine Evaluation | Waite | WT | WT77 | Wine Innovation West | 01 | Level One | 103 | 99002 | Federal - CSIRO | 859 | Infrastructure | 40.1 | Wine Evaluation | 3 | Specialist Teaching or Research Space Group | 300 | Laboratory - Specialist teaching and research - type not defined |  | Excellent | 7,158.93 | NO
Waite_WT77-Wine Innovation West_Level One_104 _ Sensory Preperation | WT-WT77-01-104 | WT77-01-104-Sensory Preperation | Waite | WT | WT77 | Wine Innovation West | 01 | Level One | 104 | 99002 | Federal - CSIRO | 859 | Infrastructure | 29.53 | Sensory Preperation | 6 | General Facility Space Group | 600 | General Facility - Specific type not defined |  | Excellent | 4,439.50 | NO
Waite_WT77-Wine Innovation West_Level One_105 _ Sensory Laboratory | WT-WT77-01-105 | WT77-01-105-Sensory Laboratory | Waite | WT | WT77 | Wine Innovation West | 01 | Level One | 105 | 99002 | Federal - CSIRO | 859 | Infrastructure | 18.29 | Sensory Laboratory | 6 | General Facility Space Group | 600 | General Facility - Specific type not defined |  | Excellent | 2,749.69 | NO
Waite_WT77-Wine Innovation West_Level One_106 _ Sensory Prep Amenity | WT-WT77-01-106 | WT77-01-106-Sensory Prep Amenity | Waite | WT | WT77 | Wine Innovation West | 01 | Level One | 106 | 99002 | Federal - CSIRO | 859 | Infrastructure | 6.44 | Sensory Prep Amenity | 6 | General Facility Space Group | 600 | General Facility - Specific type not defined |  | Excellent | 968.18 | NO
Waite_WT77-Wine Innovation West_Level One_107 _ Corr. | WT-WT77-01-107 | WT77-01-107-Corr. | Waite | WT | WT77 | Wine Innovation West | 01 | Level One | 107 | 99002 | Federal - CSIRO | 859 | Infrastructure | 8.44 | Corr. | 8 | Non Useable Floor Area Space Group | 805 | Non-usable - Circulation space |  | Excellent | 0.00 | NO
Waite_WT77-Wine Innovation West_Level One_108 _ Meeting - A/V | WT-WT77-01-108 | WT77-01-108-Meeting - A/V | Waite | WT | WT77 | Wine Innovation West | 01 | Level One | 108 | 99002 | Federal - CSIRO | 859 | Infrastructure | 11.69 | Meeting - A/V | 6 | General Facility Space Group | 601 | General Facility - Committee/Conference/Meeting room |  | Excellent | 1,757.46 | NO
Waite_WT77-Wine Innovation West_Level One_109 _ Office | WT-WT77-01-109 | WT77-01-109-Office | Waite | WT | WT77 | Wine Innovation West | 01 | Level One | 109 | 99002 | Federal - CSIRO | 859 | Infrastructure | 12.86 | Office | 1 | Office Space Group | 100 | Office - Specific type not defined |  | Excellent | 1,726.21 | NO
Waite_WT77-Wine Innovation West_Level One_110 _ Reception | WT-WT77-01-110 | WT77-01-110-Reception | Waite | WT | WT77 | Wine Innovation West | 01 | Level One | 110 | 99002 | Federal - CSIRO | 859 | Infrastructure | 12.82 | Reception | 6 | General Facility Space Group | 623 | General Facility - Waiting Area/Foyer/Reception Area |  | Excellent | 1,927.34 | NO
Waite_WT77-Wine Innovation West_Level One_111 _ Utilitiy | WT-WT77-01-111 | WT77-01-111-Utilitiy | Waite | WT | WT77 | Wine Innovation West | 01 | Level One | 111 | 99002 | Federal - CSIRO | 859 | Infrastructure | 22.13 | Utilitiy | 6 | General Facility Space Group | 603 | General Facility - Resource room |  | Excellent | 3,326.99 | NO
Waite_WT77-Wine Innovation West_Level One_112 _ Office | WT-WT77-01-112 | WT77-01-112-Office | Waite | WT | WT77 | Wine Innovation West | 01 | Level One | 112 | 99002 | Federal - CSIRO | 859 | Infrastructure | 11.04 | Office | 1 | Office Space Group | 100 | Office - Specific type not defined |  | Excellent | 1,481.91 | NO
Waite_WT77-Wine Innovation West_Level One_113 _ Stair | WT-WT77-01-113 | WT77-01-113-Stair | Waite | WT | WT77 | Wine Innovation West | 01 | Level One | 113 | 99002 | Federal - CSIRO | 859 | Infrastructure | 9.99 | Stair | 8 | Non Useable Floor Area Space Group | 805 | Non-usable - Circulation space |  | Excellent | 0.00 | NO
Waite_WT77-Wine Innovation West_Level One_114 _ WC - F | WT-WT77-01-114 | WT77-01-114-WC - F | Waite | WT | WT77 | Wine Innovation West | 01 | Level One | 114 | 99002 | Federal - CSIRO | 859 | Infrastructure | 10.43 | WC - F | 8 | Non Useable Floor Area Space Group | 820 | Non-usable - Toilets/Amenities - Female |  | Excellent | 0.00 | NO
Waite_WT77-Wine Innovation West_Level One_115 _ A/L | WT-WT77-01-115 | WT77-01-115-A/L | Waite | WT | WT77 | Wine Innovation West | 01 | Level One | 115 | 99002 | Federal - CSIRO | 859 | Infrastructure | 5.55 | A/L | 8 | Non Useable Floor Area Space Group | 805 | Non-usable - Circulation space |  | Excellent | 0.00 | NO
Waite_WT77-Wine Innovation West_Level One_116 _ WC - M | WT-WT77-01-116 | WT77-01-116-WC - M | Waite | WT | WT77 | Wine Innovation West | 01 | Level One | 116 | 99002 | Federal - CSIRO | 859 | Infrastructure | 9.63 | WC - M | 8 | Non Useable Floor Area Space Group | 821 | Non-usable - Toilets/Amenities - Male |  | Excellent | 0.00 | NO
Waite_WT77-Wine Innovation West_Level One_117 _ Lift Lobby | WT-WT77-01-117 | WT77-01-117-Lift Lobby | Waite | WT | WT77 | Wine Innovation West | 01 | Level One | 117 | 99002 | Federal - CSIRO | 859 | Infrastructure | 14.19 | Lift Lobby | 8 | Non Useable Floor Area Space Group | 805 | Non-usable - Circulation space |  | Excellent | 0.00 | NO
Waite_WT77-Wine Innovation West_Level One_118 _ WC - U - Access (RH) | WT-WT77-01-118 | WT77-01-118-WC - U - Access (RH) | Waite | WT | WT77 | Wine Innovation West | 01 | Level One | 118 | 99002 | Federal - CSIRO | 859 | Infrastructure | 5.61 | WC - U - Access (RH) | 8 | Non Useable Floor Area Space Group | 818 | Non-usable - Toilets/Amenities - Unisex Accessible |  | Excellent | 0.00 | NO
Waite_WT77-Wine Innovation West_Level One_119 _ Fruit Quality Laboratory | WT-WT77-01-119 | WT77-01-119-Fruit Quality Laboratory | Waite | WT | WT77 | Wine Innovation West | 01 | Level One | 119 | 99002 | Federal - CSIRO | 859 | Infrastructure | 16.52 | Fruit Quality Laboratory | 3 | Specialist Teaching or Research Space Group | 300 | Laboratory - Specialist teaching and research - type not defined |  | Excellent | 2,949.27 | NO
Waite_WT77-Wine Innovation West_Level One_120 _ Cleaner | WT-WT77-01-120 | WT77-01-120-Cleaner | Waite | WT | WT77 | Wine Innovation West | 01 | Level One | 120 | 99002 | Federal - CSIRO | 859 | Infrastructure | 1.5 | Cleaner | 8 | Non Useable Floor Area Space Group | 806 | Non-usable - Cleaners room |  | Excellent | 0.00 | NO
Waite_WT77-Wine Innovation West_Level One_120A _ Store | WT-WT77-01-120A | WT77-01-120A-Store | Waite | WT | WT77 | Wine Innovation West | 01 | Level One | 120A | 99002 | Federal - CSIRO | 859 | Infrastructure | 0.84 | Store | 4 | Ancillary Area Space Group | 419 | Ancillary Area - Store Room - Generic |  | Excellent | 99.22 | NO
Waite_WT77-Wine Innovation West_Level One_121 _ Dirty Sample Lab / Equip Test | WT-WT77-01-121 | WT77-01-121-Dirty Sample Lab / Equip Test | Waite | WT | WT77 | Wine Innovation West | 01 | Level One | 121 | 99002 | Federal - CSIRO | 859 | Infrastructure | 92.4 | Dirty Sample Lab / Equip Test | 3 | Specialist Teaching or Research Space Group | 300 | Laboratory - Specialist teaching and research - type not defined |  | Excellent | 16,495.89 | NO
Waite_WT77-Wine Innovation West_Level One_122 _ Gallery | WT-WT77-01-122 | WT77-01-122-Gallery | Waite | WT | WT77 | Wine Innovation West | 01 | Level One | 122 | 99002 | Federal - CSIRO | 859 | Infrastructure | 34.57 | Gallery | 6 | General Facility Space Group | 600 | General Facility - Specific type not defined |  | Excellent | 5,197.20 | NO
Waite_WT77-Wine Innovation West_Level One_124 _ Switchboard | WT-WT77-01-124 | WT77-01-124-Switchboard | Waite | WT | WT77 | Wine Innovation West | 01 | Level One | 124 | 99002 | Federal - CSIRO | 859 | Infrastructure | 10.33 | Switchboard | 8 | Non Useable Floor Area Space Group | 815 | Non-usable - Switch room |  | Excellent | 0.00 | NO
Waite_WT77-Wine Innovation West_Level One_125 _ Cool Room | WT-WT77-01-125 | WT77-01-125-Cool Room | Waite | WT | WT77 | Wine Innovation West | 01 | Level One | 125 | 99002 | Federal - CSIRO | 859 | Infrastructure | 11.43 | Cool Room | 4 | Ancillary Area Space Group | 405 | Ancillary Area - Constant Temperature/ Freezer/Cold/Warm Rooms |  | Excellent | 1,350.15 | NO
Waite_WT77-Wine Innovation West_Level One_136 _ Casual Meeting | WT-WT77-01-136 | WT77-01-136-Casual Meeting | Waite | WT | WT77 | Wine Innovation West | 01 | Level One | 136 | 99002 | Federal - CSIRO | 859 | Infrastructure | 33.75 | Casual Meeting | 6 | General Facility Space Group | 601 | General Facility - Committee/Conference/Meeting room |  | Excellent | 5,073.92 | NO
Waite_WT77-Wine Innovation West_Level One_137 _ Stair | WT-WT77-01-137 | WT77-01-137-Stair | Waite | WT | WT77 | Wine Innovation West | 01 | Level One | 137 | 99002 | Federal - CSIRO | 859 | Infrastructure | 9.54 | Stair | 8 | Non Useable Floor Area Space Group | 805 | Non-usable - Circulation space |  | Excellent | 0.00 | NO
Waite_WT77-Wine Innovation West_Level One_138 _ Corr. | WT-WT77-01-138 | WT77-01-138-Corr. | Waite | WT | WT77 | Wine Innovation West | 01 | Level One | 138 | 99002 | Federal - CSIRO | 859 | Infrastructure | 7.11 | Corr. | 8 | Non Useable Floor Area Space Group | 805 | Non-usable - Circulation space |  | Excellent | 0.00 | NO
Waite_WT77-Wine Innovation West_Level One_144 _ Meeting | WT-WT77-01-144 | WT77-01-144-Meeting | Waite | WT | WT77 | Wine Innovation West | 01 | Level One | 144 | 99002 | Federal - CSIRO | 859 | Infrastructure | 14.23 | Meeting | 6 | General Facility Space Group | 601 | General Facility - Committee/Conference/Meeting room |  | Excellent | 2,139.32 | NO
Waite_WT77-Wine Innovation West_Level One_145 _ Storage Container | WT-WT77-01-145 | WT77-01-145-Storage Container | Waite | WT | WT77 | Wine Innovation West | 01 | Level One | 145 | 99002 | Federal - CSIRO | 859 | Infrastructure | 13.82 | Storage Container | 4 | Ancillary Area Space Group | 419 | Ancillary Area - Store Room - Generic |  | Excellent | 1,632.46 | NO
Waite_WT77-Wine Innovation West_Level One_146 _ Freezer (Relocated Container) | WT-WT77-01-146 | WT77-01-146-Freezer (Relocated Container) | Waite | WT | WT77 | Wine Innovation West | 01 | Level One | 146 | 99002 | Federal - CSIRO | 859 | Infrastructure | 14.45 | Freezer (Relocated Container) | 4 | Ancillary Area Space Group | 405 | Ancillary Area - Constant Temperature/ Freezer/Cold/Warm Rooms |  | Excellent | 1,706.88 | NO
Waite_WT77-Wine Innovation West_Level One_147 _ Secure Bicycle Park | WT-WT77-01-147 | WT77-01-147-Secure Bicycle Park | Waite | WT | WT77 | Wine Innovation West | 01 | Level One | 147 | 99002 | Federal - CSIRO | 859 | Infrastructure | 5.96 | Secure Bicycle Park | 8 | Non Useable Floor Area Space Group | 801 | Non-usable - Bicycle storage |  | Excellent | 0.00 | NO
Waite_WT77-Wine Innovation West_Level One_148 _ Loading Dock | WT-WT77-01-148 | WT77-01-148-Loading Dock | Waite | WT | WT77 | Wine Innovation West | 01 | Level One | 148 | 99002 | Federal - CSIRO | 859 | Infrastructure | 9.93 | Loading Dock | 8 | Non Useable Floor Area Space Group | 807 | Non-usable - Garage/Loading bay |  | Excellent | 0.00 | NO
Waite_WT77-Wine Innovation West_Level Two_201 _ Stair | WT-WT77-02-201 | WT77-02-201-Stair | Waite | WT | WT77 | Wine Innovation West | 02 | Level Two | 201 | 99002 | Federal - CSIRO | 859 | Infrastructure | 12.9 | Stair | 8 | Non Useable Floor Area Space Group | 805 | Non-usable - Circulation space |  | Excellent | 0.00 | NO
Waite_WT77-Wine Innovation West_Level Two_202 _ Kitchen | WT-WT77-02-202 | WT77-02-202-Kitchen | Waite | WT | WT77 | Wine Innovation West | 02 | Level Two | 202 | 99002 | Federal - CSIRO | 859 | Infrastructure | 14.48 | Kitchen | 6 | General Facility Space Group | 608 | General Facility - Kitchen/Servery/Food Storage |  | Excellent | 2,176.90 | NO
Waite_WT77-Wine Innovation West_Level Two_203 _ WC | WT-WT77-02-203 | WT77-02-203-WC | Waite | WT | WT77 | Wine Innovation West | 02 | Level Two | 203 | 99002 | Federal - CSIRO | 859 | Infrastructure | 5.34 | WC | 8 | Non Useable Floor Area Space Group | 835 | Non-usable - Toilets/Amenities - Other |  | Excellent | 0.00 | NO
Waite_WT77-Wine Innovation West_Level Two_204 _ Entry | WT-WT77-02-204 | WT77-02-204-Entry | Waite | WT | WT77 | Wine Innovation West | 02 | Level Two | 204 | 99002 | Federal - CSIRO | 859 | Infrastructure | 5.76 | Entry | 8 | Non Useable Floor Area Space Group | 805 | Non-usable - Circulation space |  | Excellent | 0.00 | NO
Waite_WT77-Wine Innovation West_Level Two_205 _ Cafe | WT-WT77-02-205 | WT77-02-205-Cafe | Waite | WT | WT77 | Wine Innovation West | 02 | Level Two | 205 | 99002 | Federal - CSIRO | 859 | Infrastructure | 31.82 | Cafe | 6 | General Facility Space Group | 607 | General Facility - Cafeteria/Refectory/Canteen/Dining Room |  | Excellent | 4,783.77 | NO
Waite_WT77-Wine Innovation West_Level Two_205A _ Store Cupboard | WT-WT77-02-205A | WT77-02-205A-Store Cupboard | Waite | WT | WT77 | Wine Innovation West | 02 | Level Two | 205A | 99002 | Federal - CSIRO | 859 | Infrastructure | 0.61 | Store Cupboard | 4 | Ancillary Area Space Group | 419 | Ancillary Area - Store Room - Generic |  | Excellent | 72.06 | NO
Waite_WT77-Wine Innovation West_Level Two_206 _ Conference Area | WT-WT77-02-206 | WT77-02-206-Conference Area | Waite | WT | WT77 | Wine Innovation West | 02 | Level Two | 206 | 99002 | Federal - CSIRO | 859 | Infrastructure | 66.5 | Conference Area | 6 | General Facility Space Group | 601 | General Facility - Committee/Conference/Meeting room |  | Excellent | 9,997.51 | NO
Waite_WT77-Wine Innovation West_Level Two_207 _ Storage Area | WT-WT77-02-207 | WT77-02-207-Storage Area | Waite | WT | WT77 | Wine Innovation West | 02 | Level Two | 207 | 99002 | Federal - CSIRO | 859 | Infrastructure | 9.51 | Storage Area | 4 | Ancillary Area Space Group | 419 | Ancillary Area - Store Room - Generic |  | Excellent | 1,123.35 | NO
Waite_WT77-Wine Innovation West_Level Two_208 _ Laboratory Store | WT-WT77-02-208 | WT77-02-208-Laboratory Store | Waite | WT | WT77 | Wine Innovation West | 02 | Level Two | 208 | 99002 | Federal - CSIRO | 859 | Infrastructure | 9.41 | Laboratory Store | 4 | Ancillary Area Space Group | 419 | Ancillary Area - Store Room - Generic |  | Excellent | 1,111.54 | NO
Waite_WT77-Wine Innovation West_Level Two_209 _ Gallery | WT-WT77-02-209 | WT77-02-209-Gallery | Waite | WT | WT77 | Wine Innovation West | 02 | Level Two | 209 | 99002 | Federal - CSIRO | 859 | Infrastructure | 46.14 | Gallery | 6 | General Facility Space Group | 600 | General Facility - Specific type not defined |  | Excellent | 6,936.62 | NO
Waite_WT77-Wine Innovation West_Level Two_210 _ Deck (UCA) | WT-WT77-02-210 | WT77-02-210-Deck (UCA) | Waite | WT | WT77 | Wine Innovation West | 02 | Level Two | 210 | 99002 | Federal - CSIRO | 859 | Infrastructure | 46.72 | Deck (UCA) | 8 | Non Useable Floor Area Space Group | 839 | Non-usable - Verandah/Balcony |  | Excellent | 0.00 | NO
Waite_WT77-Wine Innovation West_Level Two_211 _ Stair | WT-WT77-02-211 | WT77-02-211-Stair | Waite | WT | WT77 | Wine Innovation West | 02 | Level Two | 211 | 99002 | Federal - CSIRO | 859 | Infrastructure | 9.99 | Stair | 8 | Non Useable Floor Area Space Group | 805 | Non-usable - Circulation space |  | Excellent | 0.00 | NO
Waite_WT77-Wine Innovation West_Level Two_212 _ Lift Lobby | WT-WT77-02-212 | WT77-02-212-Lift Lobby | Waite | WT | WT77 | Wine Innovation West | 02 | Level Two | 212 | 99002 | Federal - CSIRO | 859 | Infrastructure | 11.47 | Lift Lobby | 8 | Non Useable Floor Area Space Group | 805 | Non-usable - Circulation space |  | Excellent | 0.00 | NO
Waite_WT77-Wine Innovation West_Level Two_213 _ Entry | WT-WT77-02-213 | WT77-02-213-Entry | Waite | WT | WT77 | Wine Innovation West | 02 | Level Two | 213 | 99002 | Federal - CSIRO | 859 | Infrastructure | 9.11 | Entry | 8 | Non Useable Floor Area Space Group | 805 | Non-usable - Circulation space |  | Excellent | 0.00 | NO
Waite_WT77-Wine Innovation West_Level Two_214 _ A/L | WT-WT77-02-214 | WT77-02-214-A/L | Waite | WT | WT77 | Wine Innovation West | 02 | Level Two | 214 | 99002 | Federal - CSIRO | 859 | Infrastructure | 5.02 | A/L | 8 | Non Useable Floor Area Space Group | 805 | Non-usable - Circulation space |  | Excellent | 0.00 | NO
Waite_WT77-Wine Innovation West_Level Two_215 _ WC - F | WT-WT77-02-215 | WT77-02-215-WC - F | Waite | WT | WT77 | Wine Innovation West | 02 | Level Two | 215 | 99002 | Federal - CSIRO | 859 | Infrastructure | 10.66 | WC - F | 8 | Non Useable Floor Area Space Group | 820 | Non-usable - Toilets/Amenities - Female |  | Excellent | 0.00 | NO
Waite_WT77-Wine Innovation West_Level Two_216 _ WC - M | WT-WT77-02-216 | WT77-02-216-WC - M | Waite | WT | WT77 | Wine Innovation West | 02 | Level Two | 216 | 99002 | Federal - CSIRO | 859 | Infrastructure | 9.85 | WC - M | 8 | Non Useable Floor Area Space Group | 821 | Non-usable - Toilets/Amenities - Male |  | Excellent | 0.00 | NO
Waite_WT77-Wine Innovation West_Level Two_217 _ Write Up - Post Docs & Techs | WT-WT77-02-217 | WT77-02-217-Write Up - Post Docs & Techs | Waite | WT | WT77 | Wine Innovation West | 02 | Level Two | 217 | 99002 | Federal - CSIRO | 859 | Infrastructure | 24.23 | Write Up - Post Docs & Techs | 1 | Office Space Group | 111 | Open Plan - Specific type not defined |  | Excellent | 3,252.41 | NO
Waite_WT77-Wine Innovation West_Level Two_218 _ Gallery | WT-WT77-02-218 | WT77-02-218-Gallery | Waite | WT | WT77 | Wine Innovation West | 02 | Level Two | 218 | 99002 | Federal - CSIRO | 859 | Infrastructure | 13.91 | Gallery | 6 | General Facility Space Group | 600 | General Facility - Specific type not defined |  | Excellent | 2,091.21 | NO
Waite_WT77-Wine Innovation West_Level Two_219 _ Tissue Culture 2 | WT-WT77-02-219 | WT77-02-219-Tissue Culture 2 | Waite | WT | WT77 | Wine Innovation West | 02 | Level Two | 219 | 99002 | Federal - CSIRO | 859 | Infrastructure | 6.79 | Tissue Culture 2 | 3 | Specialist Teaching or Research Space Group | 300 | Laboratory - Specialist teaching and research - type not defined |  | Excellent | 1,212.20 | NO
Waite_WT77-Wine Innovation West_Level Two_220 _ Tissue Culture 3 | WT-WT77-02-220 | WT77-02-220-Tissue Culture 3 | Waite | WT | WT77 | Wine Innovation West | 02 | Level Two | 220 | 99002 | Federal - CSIRO | 859 | Infrastructure | 3.85 | Tissue Culture 3 | 3 | Specialist Teaching or Research Space Group | 300 | Laboratory - Specialist teaching and research - type not defined |  | Excellent | 687.33 | NO
Waite_WT77-Wine Innovation West_Level Two_221 _ Laminar Flow Room | WT-WT77-02-221 | WT77-02-221-Laminar Flow Room | Waite | WT | WT77 | Wine Innovation West | 02 | Level Two | 221 | 99002 | Federal - CSIRO | 859 | Infrastructure | 24.39 | Laminar Flow Room | 3 | Specialist Teaching or Research Space Group | 300 | Laboratory - Specialist teaching and research - type not defined |  | Excellent | 4,354.27 | NO
Waite_WT77-Wine Innovation West_Level Two_222 _ Tissue Culture 1 | WT-WT77-02-222 | WT77-02-222-Tissue Culture 1 | Waite | WT | WT77 | Wine Innovation West | 02 | Level Two | 222 | 99002 | Federal - CSIRO | 859 | Infrastructure | 10.59 | Tissue Culture 1 | 3 | Specialist Teaching or Research Space Group | 300 | Laboratory - Specialist teaching and research - type not defined |  | Excellent | 1,890.60 | NO
Waite_WT77-Wine Innovation West_Level Two_223 _ Micro 1 | WT-WT77-02-223 | WT77-02-223-Micro 1 | Waite | WT | WT77 | Wine Innovation West | 02 | Level Two | 223 | 99002 | Federal - CSIRO | 859 | Infrastructure | 7.5 | Micro 1 | 4 | Ancillary Area Space Group | 402 | Ancillary Area - Instrument Room |  | Excellent | 885.92 | NO
Waite_WT77-Wine Innovation West_Level Two_224 _ Micro 2 | WT-WT77-02-224 | WT77-02-224-Micro 2 | Waite | WT | WT77 | Wine Innovation West | 02 | Level Two | 224 | 99002 | Federal - CSIRO | 859 | Infrastructure | 9.7 | Micro 2 | 4 | Ancillary Area Space Group | 402 | Ancillary Area - Instrument Room |  | Excellent | 1,145.79 | NO
Waite_WT77-Wine Innovation West_Level Two_225 _ Sectioning & Prep | WT-WT77-02-225 | WT77-02-225-Sectioning & Prep | Waite | WT | WT77 | Wine Innovation West | 02 | Level Two | 225 | 99002 | Federal - CSIRO | 859 | Infrastructure | 14.31 | Sectioning & Prep | 6 | General Facility Space Group | 600 | General Facility - Specific type not defined |  | Excellent | 2,151.34 | NO
Waite_WT77-Wine Innovation West_Level Two_226 _ Corr. | WT-WT77-02-226 | WT77-02-226-Corr. | Waite | WT | WT77 | Wine Innovation West | 02 | Level Two | 226 | 99002 | Federal - CSIRO | 859 | Infrastructure | 10.24 | Corr. | 8 | Non Useable Floor Area Space Group | 805 | Non-usable - Circulation space |  | Excellent | 0.00 | NO
Waite_WT77-Wine Innovation West_Level Two_227 _ Corr. | WT-WT77-02-227 | WT77-02-227-Corr. | Waite | WT | WT77 | Wine Innovation West | 02 | Level Two | 227 | 99002 | Federal - CSIRO | 859 | Infrastructure | 23.55 | Corr. | 8 | Non Useable Floor Area Space Group | 805 | Non-usable - Circulation space |  | Excellent | 0.00 | NO
Waite_WT77-Wine Innovation West_Level Two_228 _ Laboratory 1 | WT-WT77-02-228 | WT77-02-228-Laboratory 1 | Waite | WT | WT77 | Wine Innovation West | 02 | Level Two | 228 | 99002 | Federal - CSIRO | 859 | Infrastructure | 154.3 | Laboratory 1 | 3 | Specialist Teaching or Research Space Group | 300 | Laboratory - Specialist teaching and research - type not defined |  | Excellent | 27,546.71 | NO
Waite_WT77-Wine Innovation West_Level Two_228A _ Office | WT-WT77-02-228A | WT77-02-228A-Office | Waite | WT | WT77 | Wine Innovation West | 02 | Level Two | 228A | 99002 | Federal - CSIRO | 859 | Infrastructure | 9.66 | Office | 1 | Office Space Group | 100 | Office - Specific type not defined |  | Excellent | 1,296.67 | NO
Waite_WT77-Wine Innovation West_Level Two_228B _ SOTOP | WT-WT77-02-228B | WT77-02-228B-SOTOP | Waite | WT | WT77 | Wine Innovation West | 02 | Level Two | 228B | 99002 | Federal - CSIRO | 859 | Infrastructure | 9.64 | SOTOP | 6 | General Facility Space Group | 600 | General Facility - Specific type not defined |  | Excellent | 1,449.26 | NO
Waite_WT77-Wine Innovation West_Level Two_228C _ Riser | WT-WT77-02-228C | WT77-02-228C-Riser | Waite | WT | WT77 | Wine Innovation West | 02 | Level Two | 228C | 99002 | Federal - CSIRO | 859 | Infrastructure | 0.21 | Riser | 8 | Non Useable Floor Area Space Group | 840 | Non-usable - Service riser |  | Excellent | 0.00 | NO
Waite_WT77-Wine Innovation West_Level Two_228D _ Office | WT-WT77-02-228D | WT77-02-228D-Office | Waite | WT | WT77 | Wine Innovation West | 02 | Level Two | 228D | 99002 | Federal - CSIRO | 859 | Infrastructure | 14.33 | Office | 1 | Office Space Group | 100 | Office - Specific type not defined |  | Excellent | 1,923.53 | NO
Waite_WT77-Wine Innovation West_Level Two_228E _ Write Up | WT-WT77-02-228E | WT77-02-228E-Write Up | Waite | WT | WT77 | Wine Innovation West | 02 | Level Two | 228E | 99002 | Federal - CSIRO | 859 | Infrastructure | 16.64 | Write Up | 1 | Office Space Group | 100 | Office - Specific type not defined |  | Excellent | 2,233.60 | NO
Waite_WT77-Wine Innovation West_Level Two_228F _ Office | WT-WT77-02-228F | WT77-02-228F-Office | Waite | WT | WT77 | Wine Innovation West | 02 | Level Two | 228F | 99002 | Federal - CSIRO | 859 | Infrastructure | 10.79 | Office | 1 | Office Space Group | 100 | Office - Specific type not defined |  | Excellent | 1,448.35 | NO
Waite_WT77-Wine Innovation West_Level Two_228G _ Office | WT-WT77-02-228G | WT77-02-228G-Office | Waite | WT | WT77 | Wine Innovation West | 02 | Level Two | 228G | 99002 | Federal - CSIRO | 859 | Infrastructure | 10.79 | Office | 1 | Office Space Group | 100 | Office - Specific type not defined |  | Excellent | 1,448.35 | NO
Waite_WT77-Wine Innovation West_Level Two_228H _ Office | WT-WT77-02-228H | WT77-02-228H-Office | Waite | WT | WT77 | Wine Innovation West | 02 | Level Two | 228H | 99002 | Federal - CSIRO | 859 | Infrastructure | 10.85 | Office | 1 | Office Space Group | 100 | Office - Specific type not defined |  | Excellent | 1,456.40 | NO
Waite_WT77-Wine Innovation West_Level Two_229 _ Corr. | WT-WT77-02-229 | WT77-02-229-Corr. | Waite | WT | WT77 | Wine Innovation West | 02 | Level Two | 229 | 99002 | Federal - CSIRO | 859 | Infrastructure | 7.15 | Corr. | 8 | Non Useable Floor Area Space Group | 805 | Non-usable - Circulation space |  | Excellent | 0.00 | NO
Waite_WT77-Wine Innovation West_Level Two_230 _ Stair | WT-WT77-02-230 | WT77-02-230-Stair | Waite | WT | WT77 | Wine Innovation West | 02 | Level Two | 230 | 99002 | Federal - CSIRO | 859 | Infrastructure | 13.94 | Stair | 8 | Non Useable Floor Area Space Group | 805 | Non-usable - Circulation space |  | Excellent | 0.00 | NO
Waite_WT77-Wine Innovation West_Level Two_231A _ A/L | WT-WT77-02-231A | WT77-02-231A-A/L | Waite | WT | WT77 | Wine Innovation West | 02 | Level Two | 231A | 99002 | Federal - CSIRO | 859 | Infrastructure | 1.78 | A/L | 8 | Non Useable Floor Area Space Group | 805 | Non-usable - Circulation space |  | Excellent | 0.00 | NO
Waite_WT77-Wine Innovation West_Level Two_231B _ WC | WT-WT77-02-231B | WT77-02-231B-WC | Waite | WT | WT77 | Wine Innovation West | 02 | Level Two | 231B | 99002 | Federal - CSIRO | 859 | Infrastructure | 4.06 | WC | 8 | Non Useable Floor Area Space Group | 835 | Non-usable - Toilets/Amenities - Other |  | Excellent | 0.00 | NO
Waite_WT77-Wine Innovation West_Level Two_231C _ A/L | WT-WT77-02-231C | WT77-02-231C-A/L | Waite | WT | WT77 | Wine Innovation West | 02 | Level Two | 231C | 99002 | Federal - CSIRO | 859 | Infrastructure | 2.31 | A/L | 8 | Non Useable Floor Area Space Group | 805 | Non-usable - Circulation space |  | Excellent | 0.00 | NO
Waite_WT77-Wine Innovation West_Level Two_231D _ WC | WT-WT77-02-231D | WT77-02-231D-WC | Waite | WT | WT77 | Wine Innovation West | 02 | Level Two | 231D | 99002 | Federal - CSIRO | 859 | Infrastructure | 5.76 | WC | 8 | Non Useable Floor Area Space Group | 835 | Non-usable - Toilets/Amenities - Other |  | Excellent | 0.00 | NO
Waite_WT77-Wine Innovation West_Level Two_232 _ Laboratory 2 | WT-WT77-02-232 | WT77-02-232-Laboratory 2 | Waite | WT | WT77 | Wine Innovation West | 02 | Level Two | 232 | 99002 | Federal - CSIRO | 859 | Infrastructure | 144.48 | Laboratory 2 | 3 | Specialist Teaching or Research Space Group | 300 | Laboratory - Specialist teaching and research - type not defined |  | Excellent | 25,793.57 | NO
Waite_WT77-Wine Innovation West_Level Two_232A _ Corr. | WT-WT77-02-232A | WT77-02-232A-Corr. | Waite | WT | WT77 | Wine Innovation West | 02 | Level Two | 232A | 99002 | Federal - CSIRO | 859 | Infrastructure | 5.91 | Corr. | 8 | Non Useable Floor Area Space Group | 805 | Non-usable - Circulation space |  | Excellent | 0.00 | NO
Waite_WT77-Wine Innovation West_Level Two_232B _ Utility | WT-WT77-02-232B | WT77-02-232B-Utility | Waite | WT | WT77 | Wine Innovation West | 02 | Level Two | 232B | 99002 | Federal - CSIRO | 859 | Infrastructure | 9.07 | Utility | 6 | General Facility Space Group | 603 | General Facility - Resource room |  | Excellent | 1,363.57 | NO
Waite_WT77-Wine Innovation West_Level Two_232C _ Write Up | WT-WT77-02-232C | WT77-02-232C-Write Up | Waite | WT | WT77 | Wine Innovation West | 02 | Level Two | 232C | 99002 | Federal - CSIRO | 859 | Infrastructure | 15.77 | Write Up | 1 | Office Space Group | 100 | Office - Specific type not defined |  | Excellent | 2,116.82 | NO
Waite_WT77-Wine Innovation West_Level Two_232D _ Office | WT-WT77-02-232D | WT77-02-232D-Office | Waite | WT | WT77 | Wine Innovation West | 02 | Level Two | 232D | 99002 | Federal - CSIRO | 859 | Infrastructure | 10.44 | Office | 1 | Office Space Group | 100 | Office - Specific type not defined |  | Excellent | 1,401.37 | NO
Waite_WT77-Wine Innovation West_Level Two_232E _ Office | WT-WT77-02-232E | WT77-02-232E-Office | Waite | WT | WT77 | Wine Innovation West | 02 | Level Two | 232E | 99002 | Federal - CSIRO | 859 | Infrastructure | 10.49 | Office | 1 | Office Space Group | 100 | Office - Specific type not defined |  | Excellent | 1,408.08 | NO
Waite_WT77-Wine Innovation West_Level Two_232F _ Dark Room | WT-WT77-02-232F | WT77-02-232F-Dark Room | Waite | WT | WT77 | Wine Innovation West | 02 | Level Two | 232F | 99002 | Federal - CSIRO | 859 | Infrastructure | 4.37 | Dark Room | 4 | Ancillary Area Space Group | 411 | Ancillary Area - Darkroom |  | Excellent | 516.20 | NO
Waite_WT77-Wine Innovation West_Level Two_232G _ Autoclave | WT-WT77-02-232G | WT77-02-232G-Autoclave | Waite | WT | WT77 | Wine Innovation West | 02 | Level Two | 232G | 99002 | Federal - CSIRO | 859 | Infrastructure | 6.26 | Autoclave | 4 | Ancillary Area Space Group | 401 | Ancillary Area - Laboratory Service and Preparation |  | Excellent | 739.45 | NO
Waite_WT77-Wine Innovation West_Level Two_232H _ Corr. | WT-WT77-02-232H | WT77-02-232H-Corr. | Waite | WT | WT77 | Wine Innovation West | 02 | Level Two | 232H | 99002 | Federal - CSIRO | 859 | Infrastructure | 3.26 | Corr. | 8 | Non Useable Floor Area Space Group | 805 | Non-usable - Circulation space |  | Excellent | 0.00 | NO
Waite_WT77-Wine Innovation West_Level Two_233 _ Laboratory 3 | WT-WT77-02-233 | WT77-02-233-Laboratory 3 | Waite | WT | WT77 | Wine Innovation West | 02 | Level Two | 233 | 99002 | Federal - CSIRO | 859 | Infrastructure | 137.26 | Laboratory 3 | 3 | Specialist Teaching or Research Space Group | 300 | Laboratory - Specialist teaching and research - type not defined |  | Excellent | 24,504.61 | NO
Waite_WT77-Wine Innovation West_Level Two_233A _ Write Up | WT-WT77-02-233A | WT77-02-233A-Write Up | Waite | WT | WT77 | Wine Innovation West | 02 | Level Two | 233A | 99002 | Federal - CSIRO | 859 | Infrastructure | 9.37 | Write Up | 1 | Office Space Group | 100 | Office - Specific type not defined |  | Excellent | 1,257.74 | NO
Waite_WT77-Wine Innovation West_Level Two_233B _ Office | WT-WT77-02-233B | WT77-02-233B-Office | Waite | WT | WT77 | Wine Innovation West | 02 | Level Two | 233B | 99002 | Federal - CSIRO | 859 | Infrastructure | 10.32 | Office | 1 | Office Space Group | 100 | Office - Specific type not defined |  | Excellent | 1,385.26 | NO
Waite_WT77-Wine Innovation West_Level Two_233C _ Office | WT-WT77-02-233C | WT77-02-233C-Office | Waite | WT | WT77 | Wine Innovation West | 02 | Level Two | 233C | 99002 | Federal - CSIRO | 859 | Infrastructure | 10.38 | Office | 1 | Office Space Group | 100 | Office - Specific type not defined |  | Excellent | 1,393.32 | NO
Waite_WT77-Wine Innovation West_Level Two_233D _ Office | WT-WT77-02-233D | WT77-02-233D-Office | Waite | WT | WT77 | Wine Innovation West | 02 | Level Two | 233D | 99002 | Federal - CSIRO | 859 | Infrastructure | 10.95 | Office | 1 | Office Space Group | 100 | Office - Specific type not defined |  | Excellent | 1,469.83 | NO
Waite_WT77-Wine Innovation West_Level Two_233E _ Office | WT-WT77-02-233E | WT77-02-233E-Office | Waite | WT | WT77 | Wine Innovation West | 02 | Level Two | 233E | 99002 | Federal - CSIRO | 859 | Infrastructure | 10.95 | Office | 1 | Office Space Group | 100 | Office - Specific type not defined |  | Excellent | 1,469.83 | NO
Waite_WT77-Wine Innovation West_Level Two_233F _ Write Up | WT-WT77-02-233F | WT77-02-233F-Write Up | Waite | WT | WT77 | Wine Innovation West | 02 | Level Two | 233F | 99002 | Federal - CSIRO | 859 | Infrastructure | 11.63 | Write Up | 1 | Office Space Group | 100 | Office - Specific type not defined |  | Excellent | 1,561.10 | NO
Waite_WT77-Wine Innovation West_Level Two_233G _ VSR | WT-WT77-02-233G | WT77-02-233G-VSR | Waite | WT | WT77 | Wine Innovation West | 02 | Level Two | 233G | 99002 | Federal - CSIRO | 859 | Infrastructure | 2.53 | VSR | 8 | Non Useable Floor Area Space Group | 840 | Non-usable - Service riser |  | Excellent | 0.00 | NO
Waite_WT77-Wine Innovation West_Basement_B01 _ Basement | WT-WT77-BA-B01 | WT77-BA-B01-Basement | Waite | WT | WT77 | Wine Innovation West | BA | Basement | B01 | 99002 | Federal - CSIRO | 859 | Infrastructure | 41.81 | Basement | 4 | Ancillary Area Space Group | 419 | Ancillary Area - Store Room - Generic |  | Excellent | 4,938.73 | NO
Waite_WT77-Wine Innovation West_Basement_B02 _ Gas Store | WT-WT77-BA-B02 | WT77-BA-B02-Gas Store | Waite | WT | WT77 | Wine Innovation West | BA | Basement | B02 | 99002 | Federal - CSIRO | 859 | Infrastructure | 3.6 | Gas Store | 4 | Ancillary Area Space Group | 418 | Ancillary Area - Dangerous goods storage |  | Excellent | 425.24 | NO
Waite_WT78-Wine Innovation East_First Floor_101 _ Foyer | WT-WT78-01-101 | WT78-01-101-Foyer | Waite | WT | WT78 | Wine Innovation East | 01 | First Floor | 101 | 99939 | Unusable Spaces | 99939 | Unusable Spaces | 36.02 | Foyer | 8 | Non Useable Floor Area Space Group | 805 | Non-usable - Circulation space |  | Unknown | 0.00 | NO
Waite_WT78-Wine Innovation East_First Floor_101A _ FHR & DB | WT-WT78-01-101A | WT78-01-101A-FHR & DB | Waite | WT | WT78 | Wine Innovation East | 01 | First Floor | 101A | 99939 | Unusable Spaces | 99939 | Unusable Spaces | 1.89 | FHR & DB | 8 | Non Useable Floor Area Space Group | 840 | Non-usable - Service riser |  | Unknown | 0.00 | NO
Waite_WT78-Wine Innovation East_First Floor_101B _ Comms | WT-WT78-01-101B | WT78-01-101B-Comms | Waite | WT | WT78 | Wine Innovation East | 01 | First Floor | 101B | 850 | ITDS Branch Central Costs | 869 | Information Technology and Digital Services | 1.76 | Comms | 8 | Non Useable Floor Area Space Group | 812 | Non-usable - Comms/network system/Telephone/PABX |  | Good | 0.00 | NO
Waite_WT78-Wine Innovation East_First Floor_101C _ Corr. | WT-WT78-01-101C | WT78-01-101C-Corr. | Waite | WT | WT78 | Wine Innovation East | 01 | First Floor | 101C | 99939 | Unusable Spaces | 99939 | Unusable Spaces | 82.06 | Corr. | 8 | Non Useable Floor Area Space Group | 805 | Non-usable - Circulation space |  | Unknown | 0.00 | NO
Waite_WT78-Wine Innovation East_First Floor_101D _ Stair | WT-WT78-01-101D | WT78-01-101D-Stair | Waite | WT | WT78 | Wine Innovation East | 01 | First Floor | 101D | 99939 | Unusable Spaces | 99939 | Unusable Spaces | 12.39 | Stair | 8 | Non Useable Floor Area Space Group | 805 | Non-usable - Circulation space |  | Unknown | 0.00 | NO
Waite_WT78-Wine Innovation East_First Floor_101E _ VSR | WT-WT78-01-101E | WT78-01-101E-VSR | Waite | WT | WT78 | Wine Innovation East | 01 | First Floor | 101E | 99939 | Unusable Spaces | 99939 | Unusable Spaces | 2.53 | VSR | 8 | Non Useable Floor Area Space Group | 840 | Non-usable - Service riser |  | Unknown | 0.00 | NO
Waite_WT78-Wine Innovation East_First Floor_101F _ void | WT-WT78-01-101F | WT78-01-101F-void | Waite | WT | WT78 | Wine Innovation East | 01 | First Floor | 101F | 99966 | Unknown | 99939 | Unusable Spaces | 386.91 | void | 8 | Non Useable Floor Area Space Group | 800 | Non-usable - Specific type not defined |  | Unknown | 0.00 | NO
Waite_WT78-Wine Innovation East_First Floor_102 _ Corr. | WT-WT78-01-102 | WT78-01-102-Corr. | Waite | WT | WT78 | Wine Innovation East | 01 | First Floor | 102 | 99939 | Unusable Spaces | 99939 | Unusable Spaces | 4.1 | Corr. | 8 | Non Useable Floor Area Space Group | 805 | Non-usable - Circulation space |  | Unknown | 0.00 | NO
Waite_WT78-Wine Innovation East_First Floor_102A _ WC - U | WT-WT78-01-102A | WT78-01-102A-WC - U | Waite | WT | WT78 | Wine Innovation East | 01 | First Floor | 102A | 99939 | Unusable Spaces | 99939 | Unusable Spaces | 5.03 | WC - U | 8 | Non Useable Floor Area Space Group | 835 | Non-usable - Toilets/Amenities - Other |  | Unknown | 0.00 | NO
Waite_WT78-Wine Innovation East_First Floor_102B _ Cleaner | WT-WT78-01-102B | WT78-01-102B-Cleaner | Waite | WT | WT78 | Wine Innovation East | 01 | First Floor | 102B | 99939 | Unusable Spaces | 99939 | Unusable Spaces | 2.7 | Cleaner | 8 | Non Useable Floor Area Space Group | 806 | Non-usable - Cleaners room |  | Unknown | 0.00 | NO
Waite_WT78-Wine Innovation East_First Floor_103 _ Tea Point | WT-WT78-01-103 | WT78-01-103-Tea Point | Waite | WT | WT78 | Wine Innovation East | 01 | First Floor | 103 | 141 | School of Agriculture, Food and Wine | 141 | School of Agriculture, Food and Wine | 7.38 | Tea Point | 6 | General Facility Space Group | 608 | General Facility - Kitchen/Servery/Food Storage |  | Good | 943.45 | NO
Waite_WT78-Wine Innovation East_First Floor_104 _ Reception | WT-WT78-01-104 | WT78-01-104-Reception | Waite | WT | WT78 | Wine Innovation East | 01 | First Floor | 104 | 141 | School of Agriculture, Food and Wine | 141 | School of Agriculture, Food and Wine | 37.54 | Reception | 6 | General Facility Space Group | 623 | General Facility - Waiting Area/Foyer/Reception Area |  | Good | 4,799.07 | NO
Waite_WT78-Wine Innovation East_First Floor_104A _ Stair | WT-WT78-01-104A | WT78-01-104A-Stair | Waite | WT | WT78 | Wine Innovation East | 01 | First Floor | 104A | 99939 | Unusable Spaces | 99939 | Unusable Spaces | 9.77 | Stair | 8 | Non Useable Floor Area Space Group | 805 | Non-usable - Circulation space |  | Unknown | 0.00 | NO
Waite_WT78-Wine Innovation East_First Floor_104B _ Stair | WT-WT78-01-104B | WT78-01-104B-Stair | Waite | WT | WT78 | Wine Innovation East | 01 | First Floor | 104B | 99939 | Unusable Spaces | 99939 | Unusable Spaces | 6.81 | Stair | 8 | Non Useable Floor Area Space Group | 805 | Non-usable - Circulation space |  | Unknown | 0.00 | NO
Waite_WT78-Wine Innovation East_First Floor_104C _ VSR | WT-WT78-01-104C | WT78-01-104C-VSR | Waite | WT | WT78 | Wine Innovation East | 01 | First Floor | 104C | 99939 | Unusable Spaces | 99939 | Unusable Spaces | 1.24 | VSR | 8 | Non Useable Floor Area Space Group | 840 | Non-usable - Service riser |  | Unknown | 0.00 | NO
Waite_WT78-Wine Innovation East_First Floor_105 _ Still Room | WT-WT78-01-105 | WT78-01-105-Still Room | Waite | WT | WT78 | Wine Innovation East | 01 | First Floor | 105 | 141 | School of Agriculture, Food and Wine | 141 | School of Agriculture, Food and Wine | 28.62 | Still Room | 3 | Specialist Teaching or Research Space Group | 300 | Laboratory - Specialist teaching and research - type not defined |  | Good | 4,344.76 | NO
Waite_WT78-Wine Innovation East_First Floor_106 _ Office - Post Grad. | WT-WT78-01-106 | WT78-01-106-Office - Post Grad. | Waite | WT | WT78 | Wine Innovation East | 01 | First Floor | 106 | 141 | School of Agriculture, Food and Wine | 141 | School of Agriculture, Food and Wine | 15.21 | Office - Post Grad. | 1 | Office Space Group | 103 | Office - Research Students |  | Good | 1,736.10 | NO
Waite_WT78-Wine Innovation East_First Floor_106A _ Office | WT-WT78-01-106A | WT78-01-106A-Office | Waite | WT | WT78 | Wine Innovation East | 01 | First Floor | 106A | 141 | School of Agriculture, Food and Wine | 141 | School of Agriculture, Food and Wine | 13.34 | Office | 1 | Office Space Group | 101 | Office - Academic Staff |  | Good | 1,522.65 | NO
Waite_WT78-Wine Innovation East_First Floor_106B _ Office | WT-WT78-01-106B | WT78-01-106B-Office | Waite | WT | WT78 | Wine Innovation East | 01 | First Floor | 106B | 141 | School of Agriculture, Food and Wine | 141 | School of Agriculture, Food and Wine | 13.34 | Office | 1 | Office Space Group | 101 | Office - Academic Staff |  | Good | 1,522.65 | NO
Waite_WT78-Wine Innovation East_First Floor_107 _ Office | WT-WT78-01-107 | WT78-01-107-Office | Waite | WT | WT78 | Wine Innovation East | 01 | First Floor | 107 | 141 | School of Agriculture, Food and Wine | 141 | School of Agriculture, Food and Wine | 22.22 | Office | 1 | Office Space Group | 101 | Office - Academic Staff |  | Good | 2,536.23 | NO
Waite_WT78-Wine Innovation East_First Floor_108 _ Office | WT-WT78-01-108 | WT78-01-108-Office | Waite | WT | WT78 | Wine Innovation East | 01 | First Floor | 108 | 141 | School of Agriculture, Food and Wine | 141 | School of Agriculture, Food and Wine | 13.18 | Office | 1 | Office Space Group | 101 | Office - Academic Staff |  | Good | 1,504.39 | NO
Waite_WT78-Wine Innovation East_First Floor_109 _ Office | WT-WT78-01-109 | WT78-01-109-Office | Waite | WT | WT78 | Wine Innovation East | 01 | First Floor | 109 | 141 | School of Agriculture, Food and Wine | 141 | School of Agriculture, Food and Wine | 13.17 | Office | 1 | Office Space Group | 101 | Office - Academic Staff |  | Good | 1,503.25 | NO
Waite_WT78-Wine Innovation East_First Floor_110 _ Tutorial | WT-WT78-01-110 | WT78-01-110-Tutorial | Waite | WT | WT78 | Wine Innovation East | 01 | First Floor | 110 | 99998 | Central Common Teaching Areas (In Use) | 952 | Corporate Services Division Admin | 101.08 | Tutorial | 2 | Teaching Space Group | 205 | Lecture/Seminar/Tutorial/Class Room (31 to 69) Flat Floor |  | Good | 14,075.70 | NO
Waite_WT78-Wine Innovation East_First Floor_111 _ Sensory Room | WT-WT78-01-111 | WT78-01-111-Sensory Room | Waite | WT | WT78 | Wine Innovation East | 01 | First Floor | 111 | 141 | School of Agriculture, Food and Wine | 141 | School of Agriculture, Food and Wine | 20.51 | Sensory Room | 3 | Specialist Teaching or Research Space Group | 300 | Laboratory - Specialist teaching and research - type not defined |  | Good | 3,113.59 | NO
Waite_WT78-Wine Innovation East_First Floor_112 _ Laboratory Store | WT-WT78-01-112 | WT78-01-112-Laboratory Store | Waite | WT | WT78 | Wine Innovation East | 01 | First Floor | 112 | 141 | School of Agriculture, Food and Wine | 141 | School of Agriculture, Food and Wine | 37.22 | Laboratory Store | 4 | Ancillary Area Space Group | 419 | Ancillary Area - Store Room - Generic |  | Good | 3,738.56 | NO
Waite_WT78-Wine Innovation East_First Floor_113 _ Laboratory | WT-WT78-01-113 | WT78-01-113-Laboratory | Waite | WT | WT78 | Wine Innovation East | 01 | First Floor | 113 | 141 | School of Agriculture, Food and Wine | 141 | School of Agriculture, Food and Wine | 219.73 | Laboratory | 3 | Specialist Teaching or Research Space Group | 300 | Laboratory - Specialist teaching and research - type not defined |  | Good | 33,356.91 | NO
Waite_WT78-Wine Innovation East_First Floor_113A _ Prep. Room | WT-WT78-01-113A | WT78-01-113A-Prep. Room | Waite | WT | WT78 | Wine Innovation East | 01 | First Floor | 113A | 141 | School of Agriculture, Food and Wine | 141 | School of Agriculture, Food and Wine | 32.12 | Prep. Room | 4 | Ancillary Area Space Group | 401 | Ancillary Area - Laboratory Service and Preparation |  | Good | 3,226.29 | NO
Waite_WT78-Wine Innovation East_First Floor_114 _ Res. Instrument Laboratory | WT-WT78-01-114 | WT78-01-114-Res. Instrument Laboratory | Waite | WT | WT78 | Wine Innovation East | 01 | First Floor | 114 | 141 | School of Agriculture, Food and Wine | 141 | School of Agriculture, Food and Wine | 86.31 | Res. Instrument Laboratory | 4 | Ancillary Area Space Group | 401 | Ancillary Area - Laboratory Service and Preparation |  | Good | 8,669.39 | NO
Waite_WT78-Wine Innovation East_Ground Floor_G01 _ Crush | WT-WT78-GN-G01 | WT78-GN-G01-Crush | Waite | WT | WT78 | Wine Innovation East | GN | Ground Floor | G01 | 141 | School of Agriculture, Food and Wine | 141 | School of Agriculture, Food and Wine | 183.56 | Crush | 3 | Specialist Teaching or Research Space Group | 300 | Laboratory - Specialist teaching and research - type not defined |  | Good | 27,865.99 | NO
Waite_WT78-Wine Innovation East_Ground Floor_G01A _ Stair | WT-WT78-GN-G01A | WT78-GN-G01A-Stair | Waite | WT | WT78 | Wine Innovation East | GN | Ground Floor | G01A | 99939 | Unusable Spaces | 99939 | Unusable Spaces | 2.99 | Stair | 8 | Non Useable Floor Area Space Group | 805 | Non-usable - Circulation space |  | Unknown | 0.00 | NO
Waite_WT78-Wine Innovation East_Ground Floor_G01B _ Stair | WT-WT78-GN-G01B | WT78-GN-G01B-Stair | Waite | WT | WT78 | Wine Innovation East | GN | Ground Floor | G01B | 99939 | Unusable Spaces | 99939 | Unusable Spaces | 16.9 | Stair | 8 | Non Useable Floor Area Space Group | 805 | Non-usable - Circulation space |  | Unknown | 0.00 | NO
Waite_WT78-Wine Innovation East_Ground Floor_G02 _ First Aid | WT-WT78-GN-G02 | WT78-GN-G02-First Aid | Waite | WT | WT78 | Wine Innovation East | GN | Ground Floor | G02 | 141 | School of Agriculture, Food and Wine | 141 | School of Agriculture, Food and Wine | 10.57 | First Aid | 6 | General Facility Space Group | 621 | General Facility - Sick Bay |  | Good | 1,351.26 | NO
Waite_WT78-Wine Innovation East_Ground Floor_G03 _ Pump Store | WT-WT78-GN-G03 | WT78-GN-G03-Pump Store | Waite | WT | WT78 | Wine Innovation East | GN | Ground Floor | G03 | 141 | School of Agriculture, Food and Wine | 141 | School of Agriculture, Food and Wine | 10.55 | Pump Store | 4 | Ancillary Area Space Group | 419 | Ancillary Area - Store Room - Generic |  | Good | 1,059.69 | NO
Waite_WT78-Wine Innovation East_Ground Floor_G04 _ Freezer | WT-WT78-GN-G04 | WT78-GN-G04-Freezer | Waite | WT | WT78 | Wine Innovation East | GN | Ground Floor | G04 | 141 | School of Agriculture, Food and Wine | 141 | School of Agriculture, Food and Wine | 45.2 | Freezer | 4 | Ancillary Area Space Group | 405 | Ancillary Area - Constant Temperature/ Freezer/Cold/Warm Rooms |  | Good | 4,540.11 | NO
Waite_WT78-Wine Innovation East_Ground Floor_G05 _ Freezer | WT-WT78-GN-G05 | WT78-GN-G05-Freezer | Waite | WT | WT78 | Wine Innovation East | GN | Ground Floor | G05 | 141 | School of Agriculture, Food and Wine | 141 | School of Agriculture, Food and Wine | 43.72 | Freezer | 4 | Ancillary Area Space Group | 405 | Ancillary Area - Constant Temperature/ Freezer/Cold/Warm Rooms |  | Good | 4,391.45 | NO
Waite_WT78-Wine Innovation East_Ground Floor_G06 _ Cold Room | WT-WT78-GN-G06 | WT78-GN-G06-Cold Room | Waite | WT | WT78 | Wine Innovation East | GN | Ground Floor | G06 | 141 | School of Agriculture, Food and Wine | 141 | School of Agriculture, Food and Wine | 44.46 | Cold Room | 4 | Ancillary Area Space Group | 405 | Ancillary Area - Constant Temperature/ Freezer/Cold/Warm Rooms |  | Good | 4,465.78 | NO
Waite_WT78-Wine Innovation East_Ground Floor_G07 _ Cold Room | WT-WT78-GN-G07 | WT78-GN-G07-Cold Room | Waite | WT | WT78 | Wine Innovation East | GN | Ground Floor | G07 | 141 | School of Agriculture, Food and Wine | 141 | School of Agriculture, Food and Wine | 44.46 | Cold Room | 4 | Ancillary Area Space Group | 405 | Ancillary Area - Constant Temperature/ Freezer/Cold/Warm Rooms |  | Good | 4,465.78 | NO
Waite_WT78-Wine Innovation East_Ground Floor_G08 _ Cold Room | WT-WT78-GN-G08 | WT78-GN-G08-Cold Room | Waite | WT | WT78 | Wine Innovation East | GN | Ground Floor | G08 | 141 | School of Agriculture, Food and Wine | 141 | School of Agriculture, Food and Wine | 44.46 | Cold Room | 4 | Ancillary Area Space Group | 405 | Ancillary Area - Constant Temperature/ Freezer/Cold/Warm Rooms |  | Good | 4,465.78 | NO
Waite_WT78-Wine Innovation East_Ground Floor_G09 _ Cold Room | WT-WT78-GN-G09 | WT78-GN-G09-Cold Room | Waite | WT | WT78 | Wine Innovation East | GN | Ground Floor | G09 | 141 | School of Agriculture, Food and Wine | 141 | School of Agriculture, Food and Wine | 44.5 | Cold Room | 4 | Ancillary Area Space Group | 405 | Ancillary Area - Constant Temperature/ Freezer/Cold/Warm Rooms |  | Good | 4,469.79 | NO
Waite_WT78-Wine Innovation East_Ground Floor_G10 _ Corr. | WT-WT78-GN-G10 | WT78-GN-G10-Corr. | Waite | WT | WT78 | Wine Innovation East | GN | Ground Floor | G10 | 99939 | Unusable Spaces | 99939 | Unusable Spaces | 194.28 | Corr. | 8 | Non Useable Floor Area Space Group | 805 | Non-usable - Circulation space |  | Unknown | 0.00 | NO
Waite_WT78-Wine Innovation East_Ground Floor_G10A _ Stair | WT-WT78-GN-G10A | WT78-GN-G10A-Stair | Waite | WT | WT78 | Wine Innovation East | GN | Ground Floor | G10A | 99939 | Unusable Spaces | 99939 | Unusable Spaces | 2.94 | Stair | 8 | Non Useable Floor Area Space Group | 805 | Non-usable - Circulation space |  | Unknown | 0.00 | NO
Waite_WT78-Wine Innovation East_Ground Floor_G10B _ Stair | WT-WT78-GN-G10B | WT78-GN-G10B-Stair | Waite | WT | WT78 | Wine Innovation East | GN | Ground Floor | G10B | 99939 | Unusable Spaces | 99939 | Unusable Spaces | 15.22 | Stair | 8 | Non Useable Floor Area Space Group | 805 | Non-usable - Circulation space |  | Unknown | 0.00 | NO
Waite_WT78-Wine Innovation East_Ground Floor_G11 _ Still House | WT-WT78-GN-G11 | WT78-GN-G11-Still House | Waite | WT | WT78 | Wine Innovation East | GN | Ground Floor | G11 | 141 | School of Agriculture, Food and Wine | 141 | School of Agriculture, Food and Wine | 29.61 | Still House | 3 | Specialist Teaching or Research Space Group | 300 | Laboratory - Specialist teaching and research - type not defined |  | Good | 4,495.05 | NO
Waite_WT78-Wine Innovation East_Ground Floor_G11A _ Gas Cylinder Room | WT-WT78-GN-G11A | WT78-GN-G11A-Gas Cylinder Room | Waite | WT | WT78 | Wine Innovation East | GN | Ground Floor | G11A | 141 | School of Agriculture, Food and Wine | 141 | School of Agriculture, Food and Wine | 36.52 | Gas Cylinder Room | 4 | Ancillary Area Space Group | 418 | Ancillary Area - Dangerous goods storage |  | Good | 3,668.24 | NO
Waite_WT78-Wine Innovation East_Ground Floor_G12 _ Bottling & Wash Down | WT-WT78-GN-G12 | WT78-GN-G12-Bottling & Wash Down | Waite | WT | WT78 | Wine Innovation East | GN | Ground Floor | G12 | 141 | School of Agriculture, Food and Wine | 141 | School of Agriculture, Food and Wine | 113.93 | Bottling & Wash Down | 4 | Ancillary Area Space Group | 401 | Ancillary Area - Laboratory Service and Preparation |  | Good | 11,443.68 | NO
Waite_WT78-Wine Innovation East_Ground Floor_G13 _ Bottled Wine Store | WT-WT78-GN-G13 | WT78-GN-G13-Bottled Wine Store | Waite | WT | WT78 | Wine Innovation East | GN | Ground Floor | G13 | 141 | School of Agriculture, Food and Wine | 141 | School of Agriculture, Food and Wine | 195.02 | Bottled Wine Store | 4 | Ancillary Area Space Group | 419 | Ancillary Area - Store Room - Generic |  | Good | 19,588.75 | NO
Waite_WT78-Wine Innovation East_Ground Floor_G14 _ Secure Equip. Store | WT-WT78-GN-G14 | WT78-GN-G14-Secure Equip. Store | Waite | WT | WT78 | Wine Innovation East | GN | Ground Floor | G14 | 141 | School of Agriculture, Food and Wine | 141 | School of Agriculture, Food and Wine | 78.75 | Secure Equip. Store | 4 | Ancillary Area Space Group | 419 | Ancillary Area - Store Room - Generic |  | Good | 7,910.03 | NO
Waite_WT78-Wine Innovation East_Ground Floor_G15 _ Dry Store | WT-WT78-GN-G15 | WT78-GN-G15-Dry Store | Waite | WT | WT78 | Wine Innovation East | GN | Ground Floor | G15 | 141 | School of Agriculture, Food and Wine | 141 | School of Agriculture, Food and Wine | 138.17 | Dry Store | 4 | Ancillary Area Space Group | 419 | Ancillary Area - Store Room - Generic |  | Good | 13,878.46 | NO
Waite_WT78-Wine Innovation East_Ground Floor_G16 _ Chemical Store | WT-WT78-GN-G16 | WT78-GN-G16-Chemical Store | Waite | WT | WT78 | Wine Innovation East | GN | Ground Floor | G16 | 141 | School of Agriculture, Food and Wine | 141 | School of Agriculture, Food and Wine | 26.55 | Chemical Store | 4 | Ancillary Area Space Group | 418 | Ancillary Area - Dangerous goods storage |  | Good | 2,666.81 | NO
Waite_WT78-Wine Innovation East_Ground Floor_G17 _ Workshop | WT-WT78-GN-G17 | WT78-GN-G17-Workshop | Waite | WT | WT78 | Wine Innovation East | GN | Ground Floor | G17 | 141 | School of Agriculture, Food and Wine | 141 | School of Agriculture, Food and Wine | 19.44 | Workshop | 4 | Ancillary Area Space Group | 403 | Ancillary Area - Workshop |  | Good | 1,952.65 | NO
Waite_WT78-Wine Innovation East_Ground Floor_G18 _ WC - M | WT-WT78-GN-G18 | WT78-GN-G18-WC - M | Waite | WT | WT78 | Wine Innovation East | GN | Ground Floor | G18 | 99939 | Unusable Spaces | 99939 | Unusable Spaces | 12.17 | WC - M | 8 | Non Useable Floor Area Space Group | 821 | Non-usable - Toilets/Amenities - Male |  | Unknown | 0.00 | NO
Waite_WT78-Wine Innovation East_Ground Floor_G19 _ WC - F | WT-WT78-GN-G19 | WT78-GN-G19-WC - F | Waite | WT | WT78 | Wine Innovation East | GN | Ground Floor | G19 | 99939 | Unusable Spaces | 99939 | Unusable Spaces | 8.94 | WC - F | 8 | Non Useable Floor Area Space Group | 820 | Non-usable - Toilets/Amenities - Female |  | Unknown | 0.00 | NO
Waite_WT78-Wine Innovation East_Ground Floor_G19A _ Shower | WT-WT78-GN-G19A | WT78-GN-G19A-Shower | Waite | WT | WT78 | Wine Innovation East | GN | Ground Floor | G19A | 99939 | Unusable Spaces | 99939 | Unusable Spaces | 3.61 | Shower | 8 | Non Useable Floor Area Space Group | 835 | Non-usable - Toilets/Amenities - Other |  | Unknown | 0.00 | NO
Waite_WT78-Wine Innovation East_Ground Floor_G20 _ Bond Store | WT-WT78-GN-G20 | WT78-GN-G20-Bond Store | Waite | WT | WT78 | Wine Innovation East | GN | Ground Floor | G20 | 141 | School of Agriculture, Food and Wine | 141 | School of Agriculture, Food and Wine | 14.12 | Bond Store | 4 | Ancillary Area Space Group | 419 | Ancillary Area - Store Room - Generic |  | Good | 1,418.28 | NO
Waite_WT78-Wine Innovation East_Ground Floor_G21 _ Cask Store | WT-WT78-GN-G21 | WT78-GN-G21-Cask Store | Waite | WT | WT78 | Wine Innovation East | GN | Ground Floor | G21 | 141 | School of Agriculture, Food and Wine | 141 | School of Agriculture, Food and Wine | 104.59 | Cask Store | 4 | Ancillary Area Space Group | 419 | Ancillary Area - Store Room - Generic |  | Good | 10,505.52 | NO
Waite_WT78-Wine Innovation East_Ground Floor_G21A _ Hot Water Service | WT-WT78-GN-G21A | WT78-GN-G21A-Hot Water Service | Waite | WT | WT78 | Wine Innovation East | GN | Ground Floor | G21A | 99939 | Unusable Spaces | 99939 | Unusable Spaces | 1.08 | Hot Water Service | 8 | Non Useable Floor Area Space Group | 840 | Non-usable - Service riser |  | Unknown | 0.00 | NO
Waite_WT78-Wine Innovation East_Ground Floor_G22 _ Pressing Laboratory | WT-WT78-GN-G22 | WT78-GN-G22-Pressing Laboratory | Waite | WT | WT78 | Wine Innovation East | GN | Ground Floor | G22 | 141 | School of Agriculture, Food and Wine | 141 | School of Agriculture, Food and Wine | 444.41 | Pressing Laboratory | 3 | Specialist Teaching or Research Space Group | 300 | Laboratory - Specialist teaching and research - type not defined |  | Good | 67,465.27 | NO
Waite_WT79-Woolhouse Library_Lower Ground_1.1 _ Compactus | WT-WT79-01-1.1 | WT79-01-1.1-Compactus | Waite | WT | WT79 | Woolhouse Library | 01 | Lower Ground | 1.1 | 733 | University Library | 733 | University Library | 734.57 | Compactus | 5 | Library, IT and Learning Space Group | 506 | Library and Learning - Compactus stack |  | Good | 93,906.58 | NO
Waite_WT79-Woolhouse Library_Lower Ground_1.11 _ WC - F | WT-WT79-01-1.11 | WT79-01-1.11-WC - F | Waite | WT | WT79 | Woolhouse Library | 01 | Lower Ground | 1.11 | 99939 | Unusable Spaces | 99939 | Unusable Spaces | 10.75 | WC - F | 8 | Non Useable Floor Area Space Group | 820 | Non-usable - Toilets/Amenities - Female |  | Unknown | 0.00 | NO
Waite_WT79-Woolhouse Library_Lower Ground_1.12 _ A/L - M | WT-WT79-01-1.12 | WT79-01-1.12-A/L - M | Waite | WT | WT79 | Woolhouse Library | 01 | Lower Ground | 1.12 | 99939 | Unusable Spaces | 99939 | Unusable Spaces | 2.06 | A/L - M | 8 | Non Useable Floor Area Space Group | 835 | Non-usable - Toilets/Amenities - Other |  | Unknown | 0.00 | NO
Waite_WT79-Woolhouse Library_Lower Ground_1.13 _ WC - U - Access (RH + S) | WT-WT79-01-1.13 | WT79-01-1.13-WC - U - Access (RH + S) | Waite | WT | WT79 | Woolhouse Library | 01 | Lower Ground | 1.13 | 99939 | Unusable Spaces | 99939 | Unusable Spaces | 5.06 | WC - U - Access (RH + S) | 8 | Non Useable Floor Area Space Group | 818 | Non-usable - Toilets/Amenities - Unisex Accessible |  | Unknown | 0.00 | NO
Waite_WT79-Woolhouse Library_Lower Ground_1.14 _ WC - M | WT-WT79-01-1.14 | WT79-01-1.14-WC - M | Waite | WT | WT79 | Woolhouse Library | 01 | Lower Ground | 1.14 | 99939 | Unusable Spaces | 99939 | Unusable Spaces | 12.29 | WC - M | 8 | Non Useable Floor Area Space Group | 821 | Non-usable - Toilets/Amenities - Male |  | Unknown | 0.00 | NO
Waite_WT79-Woolhouse Library_Lower Ground_1.15 _ A/L - F | WT-WT79-01-1.15 | WT79-01-1.15-A/L - F | Waite | WT | WT79 | Woolhouse Library | 01 | Lower Ground | 1.15 | 99939 | Unusable Spaces | 99939 | Unusable Spaces | 2.28 | A/L - F | 8 | Non Useable Floor Area Space Group | 835 | Non-usable - Toilets/Amenities - Other |  | Unknown | 0.00 | NO
Waite_WT79-Woolhouse Library_Lower Ground_1.16 _ Cleaners Room | WT-WT79-01-1.16 | WT79-01-1.16-Cleaners Room | Waite | WT | WT79 | Woolhouse Library | 01 | Lower Ground | 1.16 | 99939 | Unusable Spaces | 99939 | Unusable Spaces | 2.55 | Cleaners Room | 8 | Non Useable Floor Area Space Group | 806 | Non-usable - Cleaners room |  | Unknown | 0.00 | NO
Waite_WT79-Woolhouse Library_Lower Ground_1.17 _ Corr. | WT-WT79-01-1.17 | WT79-01-1.17-Corr. | Waite | WT | WT79 | Woolhouse Library | 01 | Lower Ground | 1.17 | 99939 | Unusable Spaces | 99939 | Unusable Spaces | 10.96 | Corr. | 8 | Non Useable Floor Area Space Group | 805 | Non-usable - Circulation space |  | Unknown | 0.00 | NO
Waite_WT79-Woolhouse Library_Lower Ground_1.2 _ Office - Open Plan | WT-WT79-01-1.2 | WT79-01-1.2-Office - Open Plan | Waite | WT | WT79 | Woolhouse Library | 01 | Lower Ground | 1.2 | 99002 | Federal - CSIRO | 859 | Infrastructure | 246.36 | Office - Open Plan | 1 | Office Space Group | 111 | Open Plan - Specific type not defined |  | Good | 28,119.98 | NO
Waite_WT79-Woolhouse Library_Lower Ground_1.23 _ Circ. | WT-WT79-01-1.23 | WT79-01-1.23-Circ. | Waite | WT | WT79 | Woolhouse Library | 01 | Lower Ground | 1.23 | 99939 | Unusable Spaces | 99939 | Unusable Spaces | 41.8 | Circ. | 8 | Non Useable Floor Area Space Group | 805 | Non-usable - Circulation space |  | Unknown | 0.00 | NO
Waite_WT79-Woolhouse Library_Lower Ground_1.23.01 _ Workstation | WT-WT79-01-1.23.01 | WT79-01-1.23.01-Workstation | Waite | WT | WT79 | Woolhouse Library | 01 | Lower Ground | 1.23.01 | 733 | University Library | 733 | University Library | 2.37 | Workstation | 1 | Office Space Group | 111 | Open Plan - Specific type not defined |  | Good | 270.52 | NO
Waite_WT79-Woolhouse Library_Lower Ground_1.23.02 _ Workstation | WT-WT79-01-1.23.02 | WT79-01-1.23.02-Workstation | Waite | WT | WT79 | Woolhouse Library | 01 | Lower Ground | 1.23.02 | 733 | University Library | 733 | University Library | 5.32 | Workstation | 1 | Office Space Group | 111 | Open Plan - Specific type not defined |  | Good | 607.23 | NO
Waite_WT79-Woolhouse Library_Lower Ground_1.23.03 _ Workstation | WT-WT79-01-1.23.03 | WT79-01-1.23.03-Workstation | Waite | WT | WT79 | Woolhouse Library | 01 | Lower Ground | 1.23.03 | 733 | University Library | 733 | University Library | 2.37 | Workstation | 1 | Office Space Group | 111 | Open Plan - Specific type not defined |  | Good | 270.52 | NO
Waite_WT79-Woolhouse Library_Lower Ground_1.23A _ Stair | WT-WT79-01-1.23A | WT79-01-1.23A-Stair | Waite | WT | WT79 | Woolhouse Library | 01 | Lower Ground | 1.23A | 99939 | Unusable Spaces | 99939 | Unusable Spaces | 7.66 | Stair | 8 | Non Useable Floor Area Space Group | 805 | Non-usable - Circulation space |  | Unknown | 0.00 | NO
Waite_WT79-Woolhouse Library_Lower Ground_1.23C _ Store | WT-WT79-01-1.23C | WT79-01-1.23C-Store | Waite | WT | WT79 | Woolhouse Library | 01 | Lower Ground | 1.23C | 733 | University Library | 733 | University Library | 3.1 | Store | 4 | Ancillary Area Space Group | 419 | Ancillary Area - Store Room - Generic |  | Good | 311.38 | NO
Waite_WT79-Woolhouse Library_Lower Ground_1.24 _ Lift Pump Room | WT-WT79-01-1.24 | WT79-01-1.24-Lift Pump Room | Waite | WT | WT79 | Woolhouse Library | 01 | Lower Ground | 1.24 | 99939 | Unusable Spaces | 99939 | Unusable Spaces | 3.74 | Lift Pump Room | 8 | Non Useable Floor Area Space Group | 838 | Non-usable - Lift |  | Unknown | 0.00 | NO
Waite_WT79-Woolhouse Library_Lower Ground_1.24D _ Lift | WT-WT79-01-1.24D | WT79-01-1.24D-Lift | Waite | WT | WT79 | Woolhouse Library | 01 | Lower Ground | 1.24D | 99939 | Unusable Spaces | 99939 | Unusable Spaces | 4.51 | Lift | 8 | Non Useable Floor Area Space Group | 838 | Non-usable - Lift |  | Unknown | 0.00 | NO
Waite_WT79-Woolhouse Library_Lower Ground_1.24E _ Dist. Board | WT-WT79-01-1.24E | WT79-01-1.24E-Dist. Board | Waite | WT | WT79 | Woolhouse Library | 01 | Lower Ground | 1.24E | 99939 | Unusable Spaces | 99939 | Unusable Spaces | 1.35 | Dist. Board | 8 | Non Useable Floor Area Space Group | 811 | Non-usable - Plant room other |  | Unknown | 0.00 | NO
Waite_WT79-Woolhouse Library_Lower Ground_1.25 _ Store | WT-WT79-01-1.25 | WT79-01-1.25-Store | Waite | WT | WT79 | Woolhouse Library | 01 | Lower Ground | 1.25 | 733 | University Library | 733 | University Library | 1.83 | Store | 4 | Ancillary Area Space Group | 419 | Ancillary Area - Store Room - Generic |  | Good | 183.81 | NO
Waite_WT79-Woolhouse Library_Lower Ground_1.26 _ Comms | WT-WT79-01-1.26 | WT79-01-1.26-Comms | Waite | WT | WT79 | Woolhouse Library | 01 | Lower Ground | 1.26 | 850 | ITDS Branch Central Costs | 869 | Information Technology and Digital Services | 8.34 | Comms | 8 | Non Useable Floor Area Space Group | 812 | Non-usable - Comms/network system/Telephone/PABX |  | Good | 0.00 | NO
Waite_WT79-Woolhouse Library_Lower Ground_1.27 _ Switch/Distribution | WT-WT79-01-1.27 | WT79-01-1.27-Switch/Distribution | Waite | WT | WT79 | Woolhouse Library | 01 | Lower Ground | 1.27 | 99939 | Unusable Spaces | 99939 | Unusable Spaces | 8.81 | Switch/Distribution | 8 | Non Useable Floor Area Space Group | 815 | Non-usable - Switch room |  | Unknown | 0.00 | NO
Waite_WT79-Woolhouse Library_Lower Ground_1.28 _ Office | WT-WT79-01-1.28 | WT79-01-1.28-Office | Waite | WT | WT79 | Woolhouse Library | 01 | Lower Ground | 1.28 | 99002 | Federal - CSIRO | 859 | Infrastructure | 15.36 | Office | 1 | Office Space Group | 108 | Office - Professional/General Staff |  | Good | 1,753.22 | NO
Waite_WT79-Woolhouse Library_Lower Ground_1.29 _ Library Compactus | WT-WT79-01-1.29 | WT79-01-1.29-Library Compactus | Waite | WT | WT79 | Woolhouse Library | 01 | Lower Ground | 1.29 | 99002 | Federal - CSIRO | 859 | Infrastructure | 37.96 | Library Compactus | 4 | Ancillary Area Space Group | 419 | Ancillary Area - Store Room - Generic |  | Good | 3,812.88 | NO
Waite_WT79-Woolhouse Library_Lower Ground_1.3 _ Computer Room | WT-WT79-01-1.3 | WT79-01-1.3-Computer Room | Waite | WT | WT79 | Woolhouse Library | 01 | Lower Ground | 1.3 | 99002 | Federal - CSIRO | 859 | Infrastructure | 18.49 | Computer Room | 3 | Specialist Teaching or Research Space Group | 310 | Laboratory - Computing - Open Access |  | Good | 2,806.94 | NO
Waite_WT79-Woolhouse Library_Lower Ground_1.30 _ Store | WT-WT79-01-1.30 | WT79-01-1.30-Store | Waite | WT | WT79 | Woolhouse Library | 01 | Lower Ground | 1.30 | 99002 | Federal - CSIRO | 859 | Infrastructure | 5.18 | Store | 4 | Ancillary Area Space Group | 419 | Ancillary Area - Store Room - Generic |  | Good | 520.30 | NO
Waite_WT79-Woolhouse Library_Lower Ground_1.4 _ Office | WT-WT79-01-1.4 | WT79-01-1.4-Office | Waite | WT | WT79 | Woolhouse Library | 01 | Lower Ground | 1.4 | 99002 | Federal - CSIRO | 859 | Infrastructure | 15.01 | Office | 1 | Office Space Group | 108 | Office - Professional/General Staff |  | Good | 1,713.27 | NO
Waite_WT79-Woolhouse Library_Lower Ground_1.5 _ Office | WT-WT79-01-1.5 | WT79-01-1.5-Office | Waite | WT | WT79 | Woolhouse Library | 01 | Lower Ground | 1.5 | 99002 | Federal - CSIRO | 859 | Infrastructure | 11.15 | Office | 1 | Office Space Group | 108 | Office - Professional/General Staff |  | Good | 1,272.68 | NO
Waite_WT79-Woolhouse Library_Lower Ground_1.6 _ Workroom | WT-WT79-01-1.6 | WT79-01-1.6-Workroom | Waite | WT | WT79 | Woolhouse Library | 01 | Lower Ground | 1.6 | 99002 | Federal - CSIRO | 859 | Infrastructure | 38.27 | Workroom | 6 | General Facility Space Group | 600 | General Facility - Specific type not defined |  | Good | 4,892.39 | NO
Waite_WT79-Woolhouse Library_Lower Ground_1.7 _ Tea Room | WT-WT79-01-1.7 | WT79-01-1.7-Tea Room | Waite | WT | WT79 | Woolhouse Library | 01 | Lower Ground | 1.7 | 99002 | Federal - CSIRO | 859 | Infrastructure | 4.2 | Tea Room | 6 | General Facility Space Group | 608 | General Facility - Kitchen/Servery/Food Storage |  | Good | 536.92 | NO
Waite_WT79-Woolhouse Library_Upper Ground_2.1 _ Seminar Room | WT-WT79-02-2.1 | WT79-02-2.1-Seminar Room | Waite | WT | WT79 | Woolhouse Library | 02 | Upper Ground | 2.1 | 99951 | Hub and study spaces (ex-VPSR) | 952 | Corporate Services Division Admin | 29.28 | Seminar Room | 2 | Teaching Space Group | 206 | Lecture/Seminar/Tutorial/Class Room (<30) Flat Floor |  | Good | 4,077.33 | NO
Waite_WT79-Woolhouse Library_Upper Ground_2.10 _ Circ. | WT-WT79-02-2.10 | WT79-02-2.10-Circ. | Waite | WT | WT79 | Woolhouse Library | 02 | Upper Ground | 2.10 | 99939 | Unusable Spaces | 99939 | Unusable Spaces | 14.32 | Circ. | 8 | Non Useable Floor Area Space Group | 805 | Non-usable - Circulation space |  | Good | 0.00 | NO
Waite_WT79-Woolhouse Library_Upper Ground_2.10.01 _ Workstation | WT-WT79-02-2.10.01 | WT79-02-2.10.01-Workstation | Waite | WT | WT79 | Woolhouse Library | 02 | Upper Ground | 2.10.01 | 99962 | Library stacks and services | 952 | Corporate Services Division Admin | 4.63 | Workstation | 1 | Office Space Group | 116 | Open Plan - Professional/General Staff |  | Good | 528.48 | NO
Waite_WT79-Woolhouse Library_Upper Ground_2.10.02 _ Workstation | WT-WT79-02-2.10.02 | WT79-02-2.10.02-Workstation | Waite | WT | WT79 | Woolhouse Library | 02 | Upper Ground | 2.10.02 | 99962 | Library stacks and services | 952 | Corporate Services Division Admin | 6.91 | Workstation | 1 | Office Space Group | 116 | Open Plan - Professional/General Staff |  | Good | 788.72 | NO
Waite_WT79-Woolhouse Library_Upper Ground_2.10.03 _ Workstation | WT-WT79-02-2.10.03 | WT79-02-2.10.03-Workstation | Waite | WT | WT79 | Woolhouse Library | 02 | Upper Ground | 2.10.03 | 99962 | Library stacks and services | 952 | Corporate Services Division Admin | 4.34 | Workstation | 1 | Office Space Group | 116 | Open Plan - Professional/General Staff |  | Good | 495.38 | NO
Waite_WT79-Woolhouse Library_Upper Ground_2.10.04 _ Workstation | WT-WT79-02-2.10.04 | WT79-02-2.10.04-Workstation | Waite | WT | WT79 | Woolhouse Library | 02 | Upper Ground | 2.10.04 | 99962 | Library stacks and services | 952 | Corporate Services Division Admin | 5.37 | Workstation | 1 | Office Space Group | 116 | Open Plan - Professional/General Staff |  | Good | 612.94 | NO
Waite_WT79-Woolhouse Library_Upper Ground_2.11 _ Sorting | WT-WT79-02-2.11 | WT79-02-2.11-Sorting | Waite | WT | WT79 | Woolhouse Library | 02 | Upper Ground | 2.11 | 99962 | Library stacks and services | 952 | Corporate Services Division Admin | 9.98 | Sorting | 5 | Library, IT and Learning Space Group | 508 | Library and Learning - Library services |  | Good | 1,275.83 | NO
Waite_WT79-Woolhouse Library_Upper Ground_2.11A _ Utility | WT-WT79-02-2.11A | WT79-02-2.11A-Utility | Waite | WT | WT79 | Woolhouse Library | 02 | Upper Ground | 2.11A | 733 | University Library | 733 | University Library | 7.31 | Utility | 6 | General Facility Space Group | 603 | General Facility - Resource room |  | Good | 934.50 | NO
Waite_WT79-Woolhouse Library_Upper Ground_2.11B _ Compactus | WT-WT79-02-2.11B | WT79-02-2.11B-Compactus | Waite | WT | WT79 | Woolhouse Library | 02 | Upper Ground | 2.11B | 733 | University Library | 733 | University Library | 6.74 | Compactus | 4 | Ancillary Area Space Group | 415 | Ancillary Area - Store Room - Archives |  | Good | 677.00 | NO
Waite_WT79-Woolhouse Library_Upper Ground_2.12 _ Workroom | WT-WT79-02-2.12 | WT79-02-2.12-Workroom | Waite | WT | WT79 | Woolhouse Library | 02 | Upper Ground | 2.12 | 733 | University Library | 733 | University Library | 37.98 | Workroom | 1 | Office Space Group | 100 | Office - Specific type not defined |  | Good | 4,335.11 | NO
Waite_WT79-Woolhouse Library_Upper Ground_2.12.01 _ Workstation | WT-WT79-02-2.12.01 | WT79-02-2.12.01-Workstation | Waite | WT | WT79 | Woolhouse Library | 02 | Upper Ground | 2.12.01 | 733 | University Library | 733 | University Library | 3.42 | Workstation | 1 | Office Space Group | 116 | Open Plan - Professional/General Staff |  | Good | 390.37 | NO
Waite_WT79-Woolhouse Library_Upper Ground_2.12.02 _ Workstation | WT-WT79-02-2.12.02 | WT79-02-2.12.02-Workstation | Waite | WT | WT79 | Woolhouse Library | 02 | Upper Ground | 2.12.02 | 733 | University Library | 733 | University Library | 3.42 | Workstation | 1 | Office Space Group | 116 | Open Plan - Professional/General Staff |  | Good | 390.37 | NO
Waite_WT79-Woolhouse Library_Upper Ground_2.12.03 _ Workstation | WT-WT79-02-2.12.03 | WT79-02-2.12.03-Workstation | Waite | WT | WT79 | Woolhouse Library | 02 | Upper Ground | 2.12.03 | 733 | University Library | 733 | University Library | 3.04 | Workstation | 1 | Office Space Group | 116 | Open Plan - Professional/General Staff |  | Good | 346.99 | NO
Waite_WT79-Woolhouse Library_Upper Ground_2.12.04 _ Workstation | WT-WT79-02-2.12.04 | WT79-02-2.12.04-Workstation | Waite | WT | WT79 | Woolhouse Library | 02 | Upper Ground | 2.12.04 | 733 | University Library | 733 | University Library | 3.04 | Workstation | 1 | Office Space Group | 116 | Open Plan - Professional/General Staff |  | Good | 346.99 | NO
Waite_WT79-Woolhouse Library_Upper Ground_2.12.05 _ Workstation | WT-WT79-02-2.12.05 | WT79-02-2.12.05-Workstation | Waite | WT | WT79 | Woolhouse Library | 02 | Upper Ground | 2.12.05 | 733 | University Library | 733 | University Library | 4.66 | Workstation | 1 | Office Space Group | 116 | Open Plan - Professional/General Staff |  | Good | 531.90 | NO
Waite_WT79-Woolhouse Library_Upper Ground_2.12.06 _ Workstation | WT-WT79-02-2.12.06 | WT79-02-2.12.06-Workstation | Waite | WT | WT79 | Woolhouse Library | 02 | Upper Ground | 2.12.06 | 733 | University Library | 733 | University Library | 4.71 | Workstation | 1 | Office Space Group | 116 | Open Plan - Professional/General Staff |  | Good | 537.61 | NO
Waite_WT79-Woolhouse Library_Upper Ground_2.12.07 _ Workstation | WT-WT79-02-2.12.07 | WT79-02-2.12.07-Workstation | Waite | WT | WT79 | Woolhouse Library | 02 | Upper Ground | 2.12.07 | 733 | University Library | 733 | University Library | 4.71 | Workstation | 1 | Office Space Group | 116 | Open Plan - Professional/General Staff |  | Good | 537.61 | NO
Waite_WT79-Woolhouse Library_Upper Ground_2.12D _ VSR | WT-WT79-02-2.12D | WT79-02-2.12D-VSR | Waite | WT | WT79 | Woolhouse Library | 02 | Upper Ground | 2.12D | 99939 | Unusable Spaces | 99939 | Unusable Spaces | 0.56 | VSR | 8 | Non Useable Floor Area Space Group | 840 | Non-usable - Service riser |  | Unknown | 0.00 | NO
Waite_WT79-Woolhouse Library_Upper Ground_2.13 _ Utility | WT-WT79-02-2.13 | WT79-02-2.13-Utility | Waite | WT | WT79 | Woolhouse Library | 02 | Upper Ground | 2.13 | 99951 | Hub and study spaces (ex-VPSR) | 952 | Corporate Services Division Admin | 7.87 | Utility | 6 | General Facility Space Group | 603 | General Facility - Resource room |  | Good | 1,006.09 | NO
Waite_WT79-Woolhouse Library_Upper Ground_2.13D _ VSR | WT-WT79-02-2.13D | WT79-02-2.13D-VSR | Waite | WT | WT79 | Woolhouse Library | 02 | Upper Ground | 2.13D | 99939 | Unusable Spaces | 99939 | Unusable Spaces | 1.02 | VSR | 8 | Non Useable Floor Area Space Group | 840 | Non-usable - Service riser |  | Unknown | 0.00 | NO
Waite_WT79-Woolhouse Library_Upper Ground_2.14 _ Entry | WT-WT79-02-2.14 | WT79-02-2.14-Entry | Waite | WT | WT79 | Woolhouse Library | 02 | Upper Ground | 2.14 | 99939 | Unusable Spaces | 99939 | Unusable Spaces | 22.34 | Entry | 8 | Non Useable Floor Area Space Group | 805 | Non-usable - Circulation space |  | Unknown | 0.00 | NO
Waite_WT79-Woolhouse Library_Upper Ground_2.14D _ Lift | WT-WT79-02-2.14D | WT79-02-2.14D-Lift | Waite | WT | WT79 | Woolhouse Library | 02 | Upper Ground | 2.14D | 99939 | Unusable Spaces | 99939 | Unusable Spaces | 4.51 | Lift | 8 | Non Useable Floor Area Space Group | 838 | Non-usable - Lift |  | Unknown | 0.00 | NO
Waite_WT79-Woolhouse Library_Upper Ground_2.15 _ Staff | WT-WT79-02-2.15 | WT79-02-2.15-Staff | Waite | WT | WT79 | Woolhouse Library | 02 | Upper Ground | 2.15 | 733 | University Library | 733 | University Library | 22.11 | Staff | 6 | General Facility Space Group | 607 | General Facility - Cafeteria/Refectory/Canteen/Dining Room |  | Good | 2,826.52 | NO
Waite_WT79-Woolhouse Library_Upper Ground_2.15D _ VSR | WT-WT79-02-2.15D | WT79-02-2.15D-VSR | Waite | WT | WT79 | Woolhouse Library | 02 | Upper Ground | 2.15D | 99939 | Unusable Spaces | 99939 | Unusable Spaces | 0.26 | VSR | 8 | Non Useable Floor Area Space Group | 840 | Non-usable - Service riser |  | Unknown | 0.00 | NO
Waite_WT79-Woolhouse Library_Upper Ground_2.16 _ Study Area | WT-WT79-02-2.16 | WT79-02-2.16-Study Area | Waite | WT | WT79 | Woolhouse Library | 02 | Upper Ground | 2.16 | 99951 | Hub and study spaces (ex-VPSR) | 952 | Corporate Services Division Admin | 9.49 | Study Area | 5 | Library, IT and Learning Space Group | 501 | Library and Learning - Reading room | INFORMAL-PRIM-I | Good | 1,213.19 | NO
Waite_WT79-Woolhouse Library_Upper Ground_2.17 _ Study Area | WT-WT79-02-2.17 | WT79-02-2.17-Study Area | Waite | WT | WT79 | Woolhouse Library | 02 | Upper Ground | 2.17 | 99951 | Hub and study spaces (ex-VPSR) | 952 | Corporate Services Division Admin | 13.88 | Study Area | 5 | Library, IT and Learning Space Group | 501 | Library and Learning - Reading room | INFORMAL-PRIM-I | Good | 1,774.40 | NO
Waite_WT79-Woolhouse Library_Upper Ground_2.18 _ Study Area | WT-WT79-02-2.18 | WT79-02-2.18-Study Area | Waite | WT | WT79 | Woolhouse Library | 02 | Upper Ground | 2.18 | 99951 | Hub and study spaces (ex-VPSR) | 952 | Corporate Services Division Admin | 14.74 | Study Area | 5 | Library, IT and Learning Space Group | 501 | Library and Learning - Reading room | INFORMAL-PRIM-I | Good | 1,884.34 | NO
Waite_WT79-Woolhouse Library_Upper Ground_2.19 _ Seminar Room | WT-WT79-02-2.19 | WT79-02-2.19-Seminar Room | Waite | WT | WT79 | Woolhouse Library | 02 | Upper Ground | 2.19 | 99951 | Hub and study spaces (ex-VPSR) | 952 | Corporate Services Division Admin | 72.16 | Seminar Room | 5 | Library, IT and Learning Space Group | 501 | Library and Learning - Reading room | INFORMAL-PRIM-I | Good | 9,224.85 | NO
Waite_WT79-Woolhouse Library_Upper Ground_2.1A _ Store | WT-WT79-02-2.1A | WT79-02-2.1A-Store | Waite | WT | WT79 | Woolhouse Library | 02 | Upper Ground | 2.1A | 99951 | Hub and study spaces (ex-VPSR) | 952 | Corporate Services Division Admin | 1.57 | Store | 4 | Ancillary Area Space Group | 419 | Ancillary Area - Store Room - Generic |  | Good | 157.70 | NO
Waite_WT79-Woolhouse Library_Upper Ground_2.1B _ Cupboard | WT-WT79-02-2.1B | WT79-02-2.1B-Cupboard | Waite | WT | WT79 | Woolhouse Library | 02 | Upper Ground | 2.1B | 850 | ITDS Branch Central Costs | 869 | Information Technology and Digital Services | 0.72 | Cupboard | 4 | Ancillary Area Space Group | 419 | Ancillary Area - Store Room - Generic |  | Good | 72.32 | NO
Waite_WT79-Woolhouse Library_Upper Ground_2.2 _ Photocopy | WT-WT79-02-2.2 | WT79-02-2.2-Photocopy | Waite | WT | WT79 | Woolhouse Library | 02 | Upper Ground | 2.2 | 99951 | Hub and study spaces (ex-VPSR) | 952 | Corporate Services Division Admin | 15.19 | Photocopy | 6 | General Facility Space Group | 603 | General Facility - Resource room |  | Good | 1,941.87 | NO
Waite_WT79-Woolhouse Library_Upper Ground_2.20 _ Library Stacks | WT-WT79-02-2.20 | WT79-02-2.20-Library Stacks | Waite | WT | WT79 | Woolhouse Library | 02 | Upper Ground | 2.20 | 99962 | Library stacks and services | 952 | Corporate Services Division Admin | 756.37 | Library Stacks | 5 | Library, IT and Learning Space Group | 504 | Library and Learning - Open stack |  | Good | 96,693.47 | NO
Waite_WT79-Woolhouse Library_Upper Ground_2.20A _ Cupboard | WT-WT79-02-2.20A | WT79-02-2.20A-Cupboard | Waite | WT | WT79 | Woolhouse Library | 02 | Upper Ground | 2.20A | 99962 | Library stacks and services | 952 | Corporate Services Division Admin | 0.52 | Cupboard | 4 | Ancillary Area Space Group | 419 | Ancillary Area - Store Room - Generic |  | Good | 52.23 | NO
Waite_WT79-Woolhouse Library_Upper Ground_2.20B _ Cupboard | WT-WT79-02-2.20B | WT79-02-2.20B-Cupboard | Waite | WT | WT79 | Woolhouse Library | 02 | Upper Ground | 2.20B | 99962 | Library stacks and services | 952 | Corporate Services Division Admin | 1.24 | Cupboard | 4 | Ancillary Area Space Group | 419 | Ancillary Area - Store Room - Generic |  | Good | 124.55 | NO
Waite_WT79-Woolhouse Library_Upper Ground_2.20C _ Cupboard | WT-WT79-02-2.20C | WT79-02-2.20C-Cupboard | Waite | WT | WT79 | Woolhouse Library | 02 | Upper Ground | 2.20C | 99962 | Library stacks and services | 952 | Corporate Services Division Admin | 0.48 | Cupboard | 4 | Ancillary Area Space Group | 419 | Ancillary Area - Store Room - Generic |  | Good | 48.21 | NO
Waite_WT79-Woolhouse Library_Upper Ground_2.20D _ VSR - Comms | WT-WT79-02-2.20D | WT79-02-2.20D-VSR - Comms | Waite | WT | WT79 | Woolhouse Library | 02 | Upper Ground | 2.20D | 99939 | Unusable Spaces | 99939 | Unusable Spaces | 0.92 | VSR - Comms | 8 | Non Useable Floor Area Space Group | 840 | Non-usable - Service riser |  | Unknown | 0.00 | NO
Waite_WT79-Woolhouse Library_Upper Ground_2.20E _ DB - Electrical | WT-WT79-02-2.20E | WT79-02-2.20E-DB - Electrical | Waite | WT | WT79 | Woolhouse Library | 02 | Upper Ground | 2.20E | 99939 | Unusable Spaces | 99939 | Unusable Spaces | 0.99 | DB - Electrical | 8 | Non Useable Floor Area Space Group | 811 | Non-usable - Plant room other |  | Unknown | 0.00 | NO
Waite_WT79-Woolhouse Library_Upper Ground_2.20F _ Stair | WT-WT79-02-2.20F | WT79-02-2.20F-Stair | Waite | WT | WT79 | Woolhouse Library | 02 | Upper Ground | 2.20F | 99939 | Unusable Spaces | 99939 | Unusable Spaces | 4.59 | Stair | 8 | Non Useable Floor Area Space Group | 805 | Non-usable - Circulation space |  | Unknown | 0.00 | NO
Waite_WT79-Woolhouse Library_Upper Ground_2.21 _ Study | WT-WT79-02-2.21 | WT79-02-2.21-Study | Waite | WT | WT79 | Woolhouse Library | 02 | Upper Ground | 2.21 | 99951 | Hub and study spaces (ex-VPSR) | 952 | Corporate Services Division Admin | 7.13 | Study | 5 | Library, IT and Learning Space Group | 501 | Library and Learning - Reading room | INFORMAL-PRIM-I | Good | 911.49 | NO
Waite_WT79-Woolhouse Library_Upper Ground_2.22 _ Study | WT-WT79-02-2.22 | WT79-02-2.22-Study | Waite | WT | WT79 | Woolhouse Library | 02 | Upper Ground | 2.22 | 99951 | Hub and study spaces (ex-VPSR) | 952 | Corporate Services Division Admin | 6.81 | Study | 5 | Library, IT and Learning Space Group | 501 | Library and Learning - Reading room | INFORMAL-PRIM-I | Good | 870.58 | NO
Waite_WT79-Woolhouse Library_Upper Ground_2.23 _ Study | WT-WT79-02-2.23 | WT79-02-2.23-Study | Waite | WT | WT79 | Woolhouse Library | 02 | Upper Ground | 2.23 | 99951 | Hub and study spaces (ex-VPSR) | 952 | Corporate Services Division Admin | 7.07 | Study | 5 | Library, IT and Learning Space Group | 501 | Library and Learning - Reading room | INFORMAL-PRIM-I | Good | 903.82 | NO
Waite_WT79-Woolhouse Library_Upper Ground_2.24 _ WC - F | WT-WT79-02-2.24 | WT79-02-2.24-WC - F | Waite | WT | WT79 | Woolhouse Library | 02 | Upper Ground | 2.24 | 99939 | Unusable Spaces | 99939 | Unusable Spaces | 11.95 | WC - F | 8 | Non Useable Floor Area Space Group | 820 | Non-usable - Toilets/Amenities - Female |  | Unknown | 0.00 | NO
Waite_WT79-Woolhouse Library_Upper Ground_2.25 _ A/L - F | WT-WT79-02-2.25 | WT79-02-2.25-A/L - F | Waite | WT | WT79 | Woolhouse Library | 02 | Upper Ground | 2.25 | 99939 | Unusable Spaces | 99939 | Unusable Spaces | 2.08 | A/L - F | 8 | Non Useable Floor Area Space Group | 835 | Non-usable - Toilets/Amenities - Other |  | Unknown | 0.00 | NO
Waite_WT79-Woolhouse Library_Upper Ground_2.26 _ WC - U - Access (RH + S) | WT-WT79-02-2.26 | WT79-02-2.26-WC - U - Access (RH + S) | Waite | WT | WT79 | Woolhouse Library | 02 | Upper Ground | 2.26 | 99939 | Unusable Spaces | 99939 | Unusable Spaces | 5.8 | WC - U - Access (RH + S) | 8 | Non Useable Floor Area Space Group | 818 | Non-usable - Toilets/Amenities - Unisex Accessible |  | Unknown | 0.00 | NO
Waite_WT79-Woolhouse Library_Upper Ground_2.27 _ WC - M | WT-WT79-02-2.27 | WT79-02-2.27-WC - M | Waite | WT | WT79 | Woolhouse Library | 02 | Upper Ground | 2.27 | 99939 | Unusable Spaces | 99939 | Unusable Spaces | 12.93 | WC - M | 8 | Non Useable Floor Area Space Group | 821 | Non-usable - Toilets/Amenities - Male |  | Unknown | 0.00 | NO
Waite_WT79-Woolhouse Library_Upper Ground_2.28 _ Cleaners | WT-WT79-02-2.28 | WT79-02-2.28-Cleaners | Waite | WT | WT79 | Woolhouse Library | 02 | Upper Ground | 2.28 | 99939 | Unusable Spaces | 99939 | Unusable Spaces | 2.23 | Cleaners | 8 | Non Useable Floor Area Space Group | 806 | Non-usable - Cleaners room |  | Unknown | 0.00 | NO
Waite_WT79-Woolhouse Library_Upper Ground_2.29 _ A/L - M | WT-WT79-02-2.29 | WT79-02-2.29-A/L - M | Waite | WT | WT79 | Woolhouse Library | 02 | Upper Ground | 2.29 | 99939 | Unusable Spaces | 99939 | Unusable Spaces | 2.12 | A/L - M | 8 | Non Useable Floor Area Space Group | 835 | Non-usable - Toilets/Amenities - Other |  | Unknown | 0.00 | NO
Waite_WT79-Woolhouse Library_Upper Ground_2.2A _ Cupboard | WT-WT79-02-2.2A | WT79-02-2.2A-Cupboard | Waite | WT | WT79 | Woolhouse Library | 02 | Upper Ground | 2.2A | 850 | ITDS Branch Central Costs | 869 | Information Technology and Digital Services | 0.72 | Cupboard | 4 | Ancillary Area Space Group | 419 | Ancillary Area - Store Room - Generic |  | Good | 72.32 | NO
Waite_WT79-Woolhouse Library_Upper Ground_2.3 _ Discussion Room | WT-WT79-02-2.3 | WT79-02-2.3-Discussion Room | Waite | WT | WT79 | Woolhouse Library | 02 | Upper Ground | 2.3 | 99951 | Hub and study spaces (ex-VPSR) | 952 | Corporate Services Division Admin | 17.37 | Discussion Room | 6 | General Facility Space Group | 601 | General Facility - Committee/Conference/Meeting room |  | Good | 2,220.56 | NO
Waite_WT79-Woolhouse Library_Upper Ground_2.30 _ Stair | WT-WT79-02-2.30 | WT79-02-2.30-Stair | Waite | WT | WT79 | Woolhouse Library | 02 | Upper Ground | 2.30 | 99939 | Unusable Spaces | 99939 | Unusable Spaces | 2.21 | Stair | 8 | Non Useable Floor Area Space Group | 805 | Non-usable - Circulation space |  | Unknown | 0.00 | NO
Waite_WT79-Woolhouse Library_Upper Ground_2.4 _ Lobby | WT-WT79-02-2.4 | WT79-02-2.4-Lobby | Waite | WT | WT79 | Woolhouse Library | 02 | Upper Ground | 2.4 | 99939 | Unusable Spaces | 99939 | Unusable Spaces | 18.45 | Lobby | 8 | Non Useable Floor Area Space Group | 805 | Non-usable - Circulation space |  | Unknown | 0.00 | NO
Waite_WT79-Woolhouse Library_Upper Ground_2.4D _ FHR | WT-WT79-02-2.4D | WT79-02-2.4D-FHR | Waite | WT | WT79 | Woolhouse Library | 02 | Upper Ground | 2.4D | 99939 | Unusable Spaces | 99939 | Unusable Spaces | 0.66 | FHR | 8 | Non Useable Floor Area Space Group | 840 | Non-usable - Service riser |  | Unknown | 0.00 | NO
Waite_WT79-Woolhouse Library_Upper Ground_2.5 _ Office | WT-WT79-02-2.5 | WT79-02-2.5-Office | Waite | WT | WT79 | Woolhouse Library | 02 | Upper Ground | 2.5 | 99962 | Library stacks and services | 952 | Corporate Services Division Admin | 12.55 | Office | 1 | Office Space Group | 108 | Office - Professional/General Staff |  | Good | 1,432.48 | NO
Waite_WT79-Woolhouse Library_Upper Ground_2.6 _ Office | WT-WT79-02-2.6 | WT79-02-2.6-Office | Waite | WT | WT79 | Woolhouse Library | 02 | Upper Ground | 2.6 | 99962 | Library stacks and services | 952 | Corporate Services Division Admin | 12.55 | Office | 1 | Office Space Group | 108 | Office - Professional/General Staff |  | Good | 1,432.48 | NO
Waite_WT79-Woolhouse Library_Upper Ground_2.7 _ Office | WT-WT79-02-2.7 | WT79-02-2.7-Office | Waite | WT | WT79 | Woolhouse Library | 02 | Upper Ground | 2.7 | 99962 | Library stacks and services | 952 | Corporate Services Division Admin | 11.56 | Office | 1 | Office Space Group | 108 | Office - Professional/General Staff |  | Good | 1,319.48 | NO
Waite_WT79-Woolhouse Library_Upper Ground_2.8 _ Office | WT-WT79-02-2.8 | WT79-02-2.8-Office | Waite | WT | WT79 | Woolhouse Library | 02 | Upper Ground | 2.8 | 99962 | Library stacks and services | 952 | Corporate Services Division Admin | 11.56 | Office | 1 | Office Space Group | 108 | Office - Professional/General Staff |  | Good | 1,319.48 | NO
Waite_WT79-Woolhouse Library_Upper Ground_2.9 _ Receiving Area | WT-WT79-02-2.9 | WT79-02-2.9-Receiving Area | Waite | WT | WT79 | Woolhouse Library | 02 | Upper Ground | 2.9 | 733 | University Library | 733 | University Library | 25.04 | Receiving Area | 5 | Library, IT and Learning Space Group | 508 | Library and Learning - Library services |  | Good | 3,201.08 | NO
Waite_WT79-Woolhouse Library_Roof Level_R01 _ Plantroom - South | WT-WT79-03-R01 | WT79-03-R01-Plantroom - South | Waite | WT | WT79 | Woolhouse Library | 03 | Roof Level | R01 | 99939 | Unusable Spaces | 99939 | Unusable Spaces | 58.22 | Plantroom - South | 8 | Non Useable Floor Area Space Group | 811 | Non-usable - Plant room other |  | Unknown | 0.00 | NO
Waite_WT79-Woolhouse Library_Roof Level_R02 _ North Plantroom | WT-WT79-03-R02 | WT79-03-R02-North Plantroom | Waite | WT | WT79 | Woolhouse Library | 03 | Roof Level | R02 | 99939 | Unusable Spaces | 99939 | Unusable Spaces | 58.22 | North Plantroom | 8 | Non Useable Floor Area Space Group | 811 | Non-usable - Plant room other |  | Unknown | 0.00 | NO
Waite_WT80-Agriculture, Food & Wine School Office - West_Basement_B0 _ Corr. | WT-WT80-BA-B0 | WT80-BA-B0-Corr. | Waite | WT | WT80 | Agriculture, Food & Wine School Office - West | BA | Basement | B0 | 141 | School of Agriculture, Food and Wine | 141 | School of Agriculture, Food and Wine | 15.69 | Corr. | 8 | Non Useable Floor Area Space Group | 805 | Non-usable - Circulation space |  | Barely Adequate | 0.00 | NO
Waite_WT80-Agriculture, Food & Wine School Office - West_Basement_B0D _ Stair | WT-WT80-BA-B0D | WT80-BA-B0D-Stair | Waite | WT | WT80 | Agriculture, Food & Wine School Office - West | BA | Basement | B0D | 99939 | Unusable Spaces | 99939 | Unusable Spaces | 1.83 | Stair | 8 | Non Useable Floor Area Space Group | 805 | Non-usable - Circulation space |  | Unknown | 0.00 | NO
Waite_WT80-Agriculture, Food & Wine School Office - West_Basement_B1 _ Cold Room | WT-WT80-BA-B1 | WT80-BA-B1-Cold Room | Waite | WT | WT80 | Agriculture, Food & Wine School Office - West | BA | Basement | B1 | 141 | School of Agriculture, Food and Wine | 141 | School of Agriculture, Food and Wine | 30.75 | Cold Room | 4 | Ancillary Area Space Group | 405 | Ancillary Area - Constant Temperature/ Freezer/Cold/Warm Rooms |  | Barely Adequate | 2,372.10 | NO
Waite_WT80-Agriculture, Food & Wine School Office - West_Basement_B1A _ Cold Room | WT-WT80-BA-B1A | WT80-BA-B1A-Cold Room | Waite | WT | WT80 | Agriculture, Food & Wine School Office - West | BA | Basement | B1A | 141 | School of Agriculture, Food and Wine | 141 | School of Agriculture, Food and Wine | 9.35 | Cold Room | 4 | Ancillary Area Space Group | 405 | Ancillary Area - Constant Temperature/ Freezer/Cold/Warm Rooms |  | Barely Adequate | 721.27 | NO
Waite_WT80-Agriculture, Food & Wine School Office - West_Basement_B1B _ Cold Room | WT-WT80-BA-B1B | WT80-BA-B1B-Cold Room | Waite | WT | WT80 | Agriculture, Food & Wine School Office - West | BA | Basement | B1B | 141 | School of Agriculture, Food and Wine | 141 | School of Agriculture, Food and Wine | 9.35 | Cold Room | 4 | Ancillary Area Space Group | 405 | Ancillary Area - Constant Temperature/ Freezer/Cold/Warm Rooms |  | Barely Adequate | 721.27 | NO
Waite_WT80-Agriculture, Food & Wine School Office - West_Basement_B1C _ Cold Room | WT-WT80-BA-B1C | WT80-BA-B1C-Cold Room | Waite | WT | WT80 | Agriculture, Food & Wine School Office - West | BA | Basement | B1C | 141 | School of Agriculture, Food and Wine | 141 | School of Agriculture, Food and Wine | 9.35 | Cold Room | 4 | Ancillary Area Space Group | 405 | Ancillary Area - Constant Temperature/ Freezer/Cold/Warm Rooms |  | Barely Adequate | 721.27 | NO
Waite_WT80-Agriculture, Food & Wine School Office - West_Basement_B1D _ Cold Room | WT-WT80-BA-B1D | WT80-BA-B1D-Cold Room | Waite | WT | WT80 | Agriculture, Food & Wine School Office - West | BA | Basement | B1D | 141 | School of Agriculture, Food and Wine | 141 | School of Agriculture, Food and Wine | 15.61 | Cold Room | 4 | Ancillary Area Space Group | 405 | Ancillary Area - Constant Temperature/ Freezer/Cold/Warm Rooms |  | Barely Adequate | 1,204.18 | NO
Waite_WT80-Agriculture, Food & Wine School Office - West_Basement_B2 _ Comms | WT-WT80-BA-B2 | WT80-BA-B2-Comms | Waite | WT | WT80 | Agriculture, Food & Wine School Office - West | BA | Basement | B2 | 850 | ITDS Branch Central Costs | 869 | Information Technology and Digital Services | 25.5 | Comms | 8 | Non Useable Floor Area Space Group | 812 | Non-usable - Comms/network system/Telephone/PABX |  | Excellent | 0.00 | NO
Waite_WT80-Agriculture, Food & Wine School Office - West_Basement_B3 _ Store | WT-WT80-BA-B3 | WT80-BA-B3-Store | Waite | WT | WT80 | Agriculture, Food & Wine School Office - West | BA | Basement | B3 | 141 | School of Agriculture, Food and Wine | 141 | School of Agriculture, Food and Wine | 1.51 | Store | 4 | Ancillary Area Space Group | 419 | Ancillary Area - Store Room - Generic |  | Barely Adequate | 116.48 | NO
Waite_WT80-Agriculture, Food & Wine School Office - West_Basement_B4 _ Plantroom | WT-WT80-BA-B4 | WT80-BA-B4-Plantroom | Waite | WT | WT80 | Agriculture, Food & Wine School Office - West | BA | Basement | B4 | 141 | School of Agriculture, Food and Wine | 141 | School of Agriculture, Food and Wine | 20.63 | Plantroom | 8 | Non Useable Floor Area Space Group | 811 | Non-usable - Plant room other |  | Barely Adequate | 0.00 | NO
Waite_WT80-Agriculture, Food & Wine School Office - West_Basement_B5 _ Strong Room | WT-WT80-BA-B5 | WT80-BA-B5-Strong Room | Waite | WT | WT80 | Agriculture, Food & Wine School Office - West | BA | Basement | B5 | 141 | School of Agriculture, Food and Wine | 141 | School of Agriculture, Food and Wine | 10.87 | Strong Room | 4 | Ancillary Area Space Group | 419 | Ancillary Area - Store Room - Generic |  | Barely Adequate | 838.53 | NO
Waite_WT80-Agriculture, Food & Wine School Office - West_Ground Floor_G0 _ Corr. | WT-WT80-GN-G0 | WT80-GN-G0-Corr. | Waite | WT | WT80 | Agriculture, Food & Wine School Office - West | GN | Ground Floor | G0 | 99939 | Unusable Spaces | 99939 | Unusable Spaces | 4.06 | Corr. | 8 | Non Useable Floor Area Space Group | 805 | Non-usable - Circulation space |  | Unknown | 0.00 | NO
Waite_WT80-Agriculture, Food & Wine School Office - West_Ground Floor_G01 _ Office | WT-WT80-GN-G01 | WT80-GN-G01-Office | Waite | WT | WT80 | Agriculture, Food & Wine School Office - West | GN | Ground Floor | G01 | 714 | Adelaide Microscopy | 714 | Adelaide Microscopy | 8.26 | Office | 1 | Office Space Group | 101 | Office - Academic Staff |  | Barely Adequate | 724.08 | NO
Waite_WT80-Agriculture, Food & Wine School Office - West_Ground Floor_G02 _ Corr. | WT-WT80-GN-G02 | WT80-GN-G02-Corr. | Waite | WT | WT80 | Agriculture, Food & Wine School Office - West | GN | Ground Floor | G02 | 99939 | Unusable Spaces | 99939 | Unusable Spaces | 23.32 | Corr. | 8 | Non Useable Floor Area Space Group | 805 | Non-usable - Circulation space |  | Unknown | 0.00 | NO
Waite_WT80-Agriculture, Food & Wine School Office - West_Ground Floor_G04 _ Corr. | WT-WT80-GN-G04 | WT80-GN-G04-Corr. | Waite | WT | WT80 | Agriculture, Food & Wine School Office - West | GN | Ground Floor | G04 | 99939 | Unusable Spaces | 99939 | Unusable Spaces | 27.45 | Corr. | 8 | Non Useable Floor Area Space Group | 805 | Non-usable - Circulation space |  | Unknown | 0.00 | NO
Waite_WT80-Agriculture, Food & Wine School Office - West_Ground Floor_G10 _ Laboratory | WT-WT80-GN-G10 | WT80-GN-G10-Laboratory | Waite | WT | WT80 | Agriculture, Food & Wine School Office - West | GN | Ground Floor | G10 | 714 | Adelaide Microscopy | 714 | Adelaide Microscopy | 29.25 | Laboratory | 3 | Specialist Teaching or Research Space Group | 300 | Laboratory - Specialist teaching and research - type not defined |  | Barely Adequate | 3,410.23 | NO
Waite_WT80-Agriculture, Food & Wine School Office - West_Ground Floor_G10D _ Ramp | WT-WT80-GN-G10D | WT80-GN-G10D-Ramp | Waite | WT | WT80 | Agriculture, Food & Wine School Office - West | GN | Ground Floor | G10D | 99939 | Unusable Spaces | 99939 | Unusable Spaces | 9.45 | Ramp | 8 | Non Useable Floor Area Space Group | 805 | Non-usable - Circulation space |  | Unknown | 0.00 | NO
Waite_WT80-Agriculture, Food & Wine School Office - West_Ground Floor_G11 _ Laboratory | WT-WT80-GN-G11 | WT80-GN-G11-Laboratory | Waite | WT | WT80 | Agriculture, Food & Wine School Office - West | GN | Ground Floor | G11 | 714 | Adelaide Microscopy | 714 | Adelaide Microscopy | 18 | Laboratory | 3 | Specialist Teaching or Research Space Group | 300 | Laboratory - Specialist teaching and research - type not defined |  | Barely Adequate | 2,098.60 | NO
Waite_WT80-Agriculture, Food & Wine School Office - West_Ground Floor_G12 _ Laboratory | WT-WT80-GN-G12 | WT80-GN-G12-Laboratory | Waite | WT | WT80 | Agriculture, Food & Wine School Office - West | GN | Ground Floor | G12 | 714 | Adelaide Microscopy | 714 | Adelaide Microscopy | 12.88 | Laboratory | 3 | Specialist Teaching or Research Space Group | 300 | Laboratory - Specialist teaching and research - type not defined |  | Barely Adequate | 1,501.67 | NO
Waite_WT80-Agriculture, Food & Wine School Office - West_Ground Floor_G12A _ Laboratory | WT-WT80-GN-G12A | WT80-GN-G12A-Laboratory | Waite | WT | WT80 | Agriculture, Food & Wine School Office - West | GN | Ground Floor | G12A | 714 | Adelaide Microscopy | 714 | Adelaide Microscopy | 6.31 | Laboratory | 3 | Specialist Teaching or Research Space Group | 300 | Laboratory - Specialist teaching and research - type not defined |  | Barely Adequate | 735.68 | NO
Waite_WT80-Agriculture, Food & Wine School Office - West_Ground Floor_G12B _ Laboratory | WT-WT80-GN-G12B | WT80-GN-G12B-Laboratory | Waite | WT | WT80 | Agriculture, Food & Wine School Office - West | GN | Ground Floor | G12B | 714 | Adelaide Microscopy | 714 | Adelaide Microscopy | 6.31 | Laboratory | 3 | Specialist Teaching or Research Space Group | 300 | Laboratory - Specialist teaching and research - type not defined |  | Barely Adequate | 735.68 | NO
Waite_WT80-Agriculture, Food & Wine School Office - West_Ground Floor_G13 _ Office | WT-WT80-GN-G13 | WT80-GN-G13-Office | Waite | WT | WT80 | Agriculture, Food & Wine School Office - West | GN | Ground Floor | G13 | 141 | School of Agriculture, Food and Wine | 141 | School of Agriculture, Food and Wine | 102.46 | Office | 1 | Office Space Group | 101 | Office - Academic Staff |  | Barely Adequate | 8,981.74 | NO
Waite_WT80-Agriculture, Food & Wine School Office - West_Ground Floor_G13A _ Office | WT-WT80-GN-G13A | WT80-GN-G13A-Office | Waite | WT | WT80 | Agriculture, Food & Wine School Office - West | GN | Ground Floor | G13A | 141 | School of Agriculture, Food and Wine | 141 | School of Agriculture, Food and Wine | 6.49 | Office | 1 | Office Space Group | 101 | Office - Academic Staff |  | Barely Adequate | 568.92 | NO
Waite_WT80-Agriculture, Food & Wine School Office - West_Ground Floor_G13B _ Office | WT-WT80-GN-G13B | WT80-GN-G13B-Office | Waite | WT | WT80 | Agriculture, Food & Wine School Office - West | GN | Ground Floor | G13B | 141 | School of Agriculture, Food and Wine | 141 | School of Agriculture, Food and Wine | 6.62 | Office | 1 | Office Space Group | 101 | Office - Academic Staff |  | Barely Adequate | 580.32 | NO
Waite_WT80-Agriculture, Food & Wine School Office - West_Ground Floor_G14 _ Office | WT-WT80-GN-G14 | WT80-GN-G14-Office | Waite | WT | WT80 | Agriculture, Food & Wine School Office - West | GN | Ground Floor | G14 | 714 | Adelaide Microscopy | 714 | Adelaide Microscopy | 13.75 | Office | 1 | Office Space Group | 101 | Office - Academic Staff |  | Barely Adequate | 1,205.34 | NO
Waite_WT80-Agriculture, Food & Wine School Office - West_Ground Floor_G15 _ Office | WT-WT80-GN-G15 | WT80-GN-G15-Office | Waite | WT | WT80 | Agriculture, Food & Wine School Office - West | GN | Ground Floor | G15 | 714 | Adelaide Microscopy | 714 | Adelaide Microscopy | 22.5 | Office | 1 | Office Space Group | 101 | Office - Academic Staff |  | Barely Adequate | 1,972.37 | NO
Waite_WT80-Agriculture, Food & Wine School Office - West_Ground Floor_G16 _ Office | WT-WT80-GN-G16 | WT80-GN-G16-Office | Waite | WT | WT80 | Agriculture, Food & Wine School Office - West | GN | Ground Floor | G16 | 714 | Adelaide Microscopy | 714 | Adelaide Microscopy | 17.21 | Office | 1 | Office Space Group | 101 | Office - Academic Staff |  | Barely Adequate | 1,508.64 | NO
Waite_WT80-Agriculture, Food & Wine School Office - West_Ground Floor_G3 _ Office | WT-WT80-GN-G3 | WT80-GN-G3-Office | Waite | WT | WT80 | Agriculture, Food & Wine School Office - West | GN | Ground Floor | G3 | 714 | Adelaide Microscopy | 714 | Adelaide Microscopy | 30.5 | Office | 1 | Office Space Group | 101 | Office - Academic Staff |  | Barely Adequate | 2,673.66 | NO
Waite_WT80-Agriculture, Food & Wine School Office - West_Ground Floor_G3A _ Office | WT-WT80-GN-G3A | WT80-GN-G3A-Office | Waite | WT | WT80 | Agriculture, Food & Wine School Office - West | GN | Ground Floor | G3A | 714 | Adelaide Microscopy | 714 | Adelaide Microscopy | 10.5 | Office | 1 | Office Space Group | 101 | Office - Academic Staff |  | Barely Adequate | 920.44 | NO
Waite_WT80-Agriculture, Food & Wine School Office - West_Ground Floor_G3B _ Office | WT-WT80-GN-G3B | WT80-GN-G3B-Office | Waite | WT | WT80 | Agriculture, Food & Wine School Office - West | GN | Ground Floor | G3B | 714 | Adelaide Microscopy | 714 | Adelaide Microscopy | 10.5 | Office | 1 | Office Space Group | 101 | Office - Academic Staff |  | Barely Adequate | 920.44 | NO
Waite_WT80-Agriculture, Food & Wine School Office - West_Ground Floor_G3C _ Office | WT-WT80-GN-G3C | WT80-GN-G3C-Office | Waite | WT | WT80 | Agriculture, Food & Wine School Office - West | GN | Ground Floor | G3C | 714 | Adelaide Microscopy | 714 | Adelaide Microscopy | 10.5 | Office | 1 | Office Space Group | 101 | Office - Academic Staff |  | Barely Adequate | 920.44 | NO
Waite_WT80-Agriculture, Food & Wine School Office - West_Ground Floor_G3D _ Office | WT-WT80-GN-G3D | WT80-GN-G3D-Office | Waite | WT | WT80 | Agriculture, Food & Wine School Office - West | GN | Ground Floor | G3D | 714 | Adelaide Microscopy | 714 | Adelaide Microscopy | 10.5 | Office | 1 | Office Space Group | 101 | Office - Academic Staff |  | Barely Adequate | 920.44 | NO
Waite_WT80-Agriculture, Food & Wine School Office - West_Ground Floor_G4D _ Stair | WT-WT80-GN-G4D | WT80-GN-G4D-Stair | Waite | WT | WT80 | Agriculture, Food & Wine School Office - West | GN | Ground Floor | G4D | 99939 | Unusable Spaces | 99939 | Unusable Spaces | 14 | Stair | 8 | Non Useable Floor Area Space Group | 805 | Non-usable - Circulation space |  | Unknown | 0.00 | NO
Waite_WT80-Agriculture, Food & Wine School Office - West_Ground Floor_G5 _ Laboratory [PC2-Cert] | WT-WT80-GN-G5 | WT80-GN-G5-Laboratory [PC2-Cert] | Waite | WT | WT80 | Agriculture, Food & Wine School Office - West | GN | Ground Floor | G5 | 714 | Adelaide Microscopy | 714 | Adelaide Microscopy | 19.8 | Laboratory [PC2-Cert] | 3 | Specialist Teaching or Research Space Group | 307 | Laboratory - Scientific/Medical/Engineering - DRY - Postgraduate/Research | RATED - PC2 | Barely Adequate | 2,308.46 | NO
Waite_WT80-Agriculture, Food & Wine School Office - West_Ground Floor_G6 _ Laboratory | WT-WT80-GN-G6 | WT80-GN-G6-Laboratory | Waite | WT | WT80 | Agriculture, Food & Wine School Office - West | GN | Ground Floor | G6 | 714 | Adelaide Microscopy | 714 | Adelaide Microscopy | 16.6 | Laboratory | 3 | Specialist Teaching or Research Space Group | 300 | Laboratory - Specialist teaching and research - type not defined |  | Barely Adequate | 1,935.38 | NO
Waite_WT80-Agriculture, Food & Wine School Office - West_Ground Floor_G6A _ Access - Loft | WT-WT80-GN-G6A | WT80-GN-G6A-Access - Loft | Waite | WT | WT80 | Agriculture, Food & Wine School Office - West | GN | Ground Floor | G6A | 99939 | Unusable Spaces | 99939 | Unusable Spaces | 1.43 | Access - Loft | 8 | Non Useable Floor Area Space Group | 805 | Non-usable - Circulation space |  | Unknown | 0.00 | NO
Waite_WT80-Agriculture, Food & Wine School Office - West_Ground Floor_G6B _ VSR | WT-WT80-GN-G6B | WT80-GN-G6B-VSR | Waite | WT | WT80 | Agriculture, Food & Wine School Office - West | GN | Ground Floor | G6B | 99939 | Unusable Spaces | 99939 | Unusable Spaces | 1.5 | VSR | 8 | Non Useable Floor Area Space Group | 840 | Non-usable - Service riser |  | Unknown | 0.00 | NO
Waite_WT80-Agriculture, Food & Wine School Office - West_Ground Floor_G7 _ Laboratory | WT-WT80-GN-G7 | WT80-GN-G7-Laboratory | Waite | WT | WT80 | Agriculture, Food & Wine School Office - West | GN | Ground Floor | G7 | 714 | Adelaide Microscopy | 714 | Adelaide Microscopy | 38.5 | Laboratory | 3 | Specialist Teaching or Research Space Group | 300 | Laboratory - Specialist teaching and research - type not defined |  | Barely Adequate | 4,488.68 | NO
Waite_WT80-Agriculture, Food & Wine School Office - West_Ground Floor_G9A _ Office | WT-WT80-GN-G9A | WT80-GN-G9A-Office | Waite | WT | WT80 | Agriculture, Food & Wine School Office - West | GN | Ground Floor | G9A | 714 | Adelaide Microscopy | 714 | Adelaide Microscopy | 8.94 | Office | 1 | Office Space Group | 101 | Office - Academic Staff |  | Barely Adequate | 783.69 | NO
Waite_WT80-Agriculture, Food & Wine School Office - West_Ground Floor_G9B _ Office | WT-WT80-GN-G9B | WT80-GN-G9B-Office | Waite | WT | WT80 | Agriculture, Food & Wine School Office - West | GN | Ground Floor | G9B | 714 | Adelaide Microscopy | 714 | Adelaide Microscopy | 8.94 | Office | 1 | Office Space Group | 101 | Office - Academic Staff |  | Barely Adequate | 783.69 | NO
Waite_WT81-Agriculture, Food & Wine School Office - East_First Floor_100 _ Corr. | WT-WT81-01-100 | WT81-01-100-Corr. | Waite | WT | WT81 | Agriculture, Food & Wine School Office - East | 01 | First Floor | 100 | 99939 | Unusable Spaces | 99939 | Unusable Spaces | 24.3 | Corr. | 8 | Non Useable Floor Area Space Group | 805 | Non-usable - Circulation space |  | Unknown | 0.00 | NO
Waite_WT81-Agriculture, Food & Wine School Office - East_First Floor_100A _ Stair | WT-WT81-01-100A | WT81-01-100A-Stair | Waite | WT | WT81 | Agriculture, Food & Wine School Office - East | 01 | First Floor | 100A | 99939 | Unusable Spaces | 99939 | Unusable Spaces | 8.87 | Stair | 8 | Non Useable Floor Area Space Group | 805 | Non-usable - Circulation space |  | Unknown | 0.00 | NO
Waite_WT81-Agriculture, Food & Wine School Office - East_First Floor_101 _ Office - Open Plan | WT-WT81-01-101 | WT81-01-101-Office - Open Plan | Waite | WT | WT81 | Agriculture, Food & Wine School Office - East | 01 | First Floor | 101 | 141 | School of Agriculture, Food and Wine | 141 | School of Agriculture, Food and Wine | 27.72 | Office - Open Plan | 1 | Office Space Group | 111 | Open Plan - Specific type not defined |  | Barely Adequate | 2,429.96 | NO
Waite_WT81-Agriculture, Food & Wine School Office - East_First Floor_101.01 _ Workstation | WT-WT81-01-101.01 | WT81-01-101.01-Workstation | Waite | WT | WT81 | Agriculture, Food & Wine School Office - East | 01 | First Floor | 101.01 | 141 | School of Agriculture, Food and Wine | 141 | School of Agriculture, Food and Wine | 3.73 | Workstation | 1 | Office Space Group | 113 | Open Plan - Research Staff |  | Barely Adequate | 326.98 | NO
Waite_WT81-Agriculture, Food & Wine School Office - East_First Floor_101.02 _ Workstation | WT-WT81-01-101.02 | WT81-01-101.02-Workstation | Waite | WT | WT81 | Agriculture, Food & Wine School Office - East | 01 | First Floor | 101.02 | 141 | School of Agriculture, Food and Wine | 141 | School of Agriculture, Food and Wine | 3.73 | Workstation | 1 | Office Space Group | 113 | Open Plan - Research Staff |  | Barely Adequate | 326.98 | NO
Waite_WT81-Agriculture, Food & Wine School Office - East_First Floor_101.03 _ Workstation | WT-WT81-01-101.03 | WT81-01-101.03-Workstation | Waite | WT | WT81 | Agriculture, Food & Wine School Office - East | 01 | First Floor | 101.03 | 141 | School of Agriculture, Food and Wine | 141 | School of Agriculture, Food and Wine | 3.31 | Workstation | 1 | Office Space Group | 113 | Open Plan - Research Staff |  | Barely Adequate | 290.16 | NO
Waite_WT81-Agriculture, Food & Wine School Office - East_First Floor_101A _ Store | WT-WT81-01-101A | WT81-01-101A-Store | Waite | WT | WT81 | Agriculture, Food & Wine School Office - East | 01 | First Floor | 101A | 141 | School of Agriculture, Food and Wine | 141 | School of Agriculture, Food and Wine | 9.41 | Store | 4 | Ancillary Area Space Group | 419 | Ancillary Area - Store Room - Generic |  | Barely Adequate | 725.90 | NO
Waite_WT81-Agriculture, Food & Wine School Office - East_First Floor_102 _ Store - Chemical | WT-WT81-01-102 | WT81-01-102-Store - Chemical | Waite | WT | WT81 | Agriculture, Food & Wine School Office - East | 01 | First Floor | 102 | 141 | School of Agriculture, Food and Wine | 141 | School of Agriculture, Food and Wine | 11.5 | Store - Chemical | 4 | Ancillary Area Space Group | 418 | Ancillary Area - Dangerous goods storage |  | Barely Adequate | 887.13 | NO
Waite_WT81-Agriculture, Food & Wine School Office - East_First Floor_103 _ WC - F | WT-WT81-01-103 | WT81-01-103-WC - F | Waite | WT | WT81 | Agriculture, Food & Wine School Office - East | 01 | First Floor | 103 | 99939 | Unusable Spaces | 99939 | Unusable Spaces | 10.72 | WC - F | 8 | Non Useable Floor Area Space Group | 820 | Non-usable - Toilets/Amenities - Female |  | Unknown | 0.00 | NO
Waite_WT81-Agriculture, Food & Wine School Office - East_First Floor_104 _ WC - U - Access (RH + S) | WT-WT81-01-104 | WT81-01-104-WC - U - Access (RH + S) | Waite | WT | WT81 | Agriculture, Food & Wine School Office - East | 01 | First Floor | 104 | 99939 | Unusable Spaces | 99939 | Unusable Spaces | 4.92 | WC - U - Access (RH + S) | 8 | Non Useable Floor Area Space Group | 818 | Non-usable - Toilets/Amenities - Unisex Accessible |  | Unknown | 0.00 | NO
Waite_WT81-Agriculture, Food & Wine School Office - East_First Floor_105 _ WC - M | WT-WT81-01-105 | WT81-01-105-WC - M | Waite | WT | WT81 | Agriculture, Food & Wine School Office - East | 01 | First Floor | 105 | 99939 | Unusable Spaces | 99939 | Unusable Spaces | 10.96 | WC - M | 8 | Non Useable Floor Area Space Group | 821 | Non-usable - Toilets/Amenities - Male |  | Unknown | 0.00 | NO
Waite_WT81-Agriculture, Food & Wine School Office - East_First Floor_106 _ Office - Open Plan | WT-WT81-01-106 | WT81-01-106-Office - Open Plan | Waite | WT | WT81 | Agriculture, Food & Wine School Office - East | 01 | First Floor | 106 | 141 | School of Agriculture, Food and Wine | 141 | School of Agriculture, Food and Wine | 8.43 | Office - Open Plan | 1 | Office Space Group | 111 | Open Plan - Specific type not defined |  | Barely Adequate | 738.98 | NO
Waite_WT81-Agriculture, Food & Wine School Office - East_First Floor_106.01 _ Workstation | WT-WT81-01-106.01 | WT81-01-106.01-Workstation | Waite | WT | WT81 | Agriculture, Food & Wine School Office - East | 01 | First Floor | 106.01 | 141 | School of Agriculture, Food and Wine | 141 | School of Agriculture, Food and Wine | 3.31 | Workstation | 1 | Office Space Group | 113 | Open Plan - Research Staff |  | Barely Adequate | 290.16 | NO
Waite_WT81-Agriculture, Food & Wine School Office - East_First Floor_106.02 _ Workstation | WT-WT81-01-106.02 | WT81-01-106.02-Workstation | Waite | WT | WT81 | Agriculture, Food & Wine School Office - East | 01 | First Floor | 106.02 | 141 | School of Agriculture, Food and Wine | 141 | School of Agriculture, Food and Wine | 3.89 | Workstation | 1 | Office Space Group | 113 | Open Plan - Research Staff |  | Barely Adequate | 341.00 | NO
Waite_WT81-Agriculture, Food & Wine School Office - East_First Floor_106.03 _ Workstation | WT-WT81-01-106.03 | WT81-01-106.03-Workstation | Waite | WT | WT81 | Agriculture, Food & Wine School Office - East | 01 | First Floor | 106.03 | 141 | School of Agriculture, Food and Wine | 141 | School of Agriculture, Food and Wine | 3.44 | Workstation | 1 | Office Space Group | 113 | Open Plan - Research Staff |  | Barely Adequate | 301.55 | NO
Waite_WT81-Agriculture, Food & Wine School Office - East_First Floor_107 _ Office | WT-WT81-01-107 | WT81-01-107-Office | Waite | WT | WT81 | Agriculture, Food & Wine School Office - East | 01 | First Floor | 107 | 141 | School of Agriculture, Food and Wine | 141 | School of Agriculture, Food and Wine | 8.2 | Office | 1 | Office Space Group | 102 | Office - Research Staff |  | Barely Adequate | 718.82 | NO
Waite_WT81-Agriculture, Food & Wine School Office - East_First Floor_108 _ Office - Open Plan | WT-WT81-01-108 | WT81-01-108-Office - Open Plan | Waite | WT | WT81 | Agriculture, Food & Wine School Office - East | 01 | First Floor | 108 | 141 | School of Agriculture, Food and Wine | 141 | School of Agriculture, Food and Wine | 24.44 | Office - Open Plan | 1 | Office Space Group | 111 | Open Plan - Specific type not defined |  | Barely Adequate | 2,142.43 | NO
Waite_WT81-Agriculture, Food & Wine School Office - East_First Floor_108.01 _ Workstation | WT-WT81-01-108.01 | WT81-01-108.01-Workstation | Waite | WT | WT81 | Agriculture, Food & Wine School Office - East | 01 | First Floor | 108.01 | 141 | School of Agriculture, Food and Wine | 141 | School of Agriculture, Food and Wine | 5.25 | Workstation | 1 | Office Space Group | 113 | Open Plan - Research Staff |  | Barely Adequate | 460.22 | NO
Waite_WT81-Agriculture, Food & Wine School Office - East_First Floor_108.02 _ Workstation | WT-WT81-01-108.02 | WT81-01-108.02-Workstation | Waite | WT | WT81 | Agriculture, Food & Wine School Office - East | 01 | First Floor | 108.02 | 141 | School of Agriculture, Food and Wine | 141 | School of Agriculture, Food and Wine | 5.25 | Workstation | 1 | Office Space Group | 113 | Open Plan - Research Staff |  | Barely Adequate | 460.22 | NO
Waite_WT81-Agriculture, Food & Wine School Office - East_First Floor_108.03 _ Workstation | WT-WT81-01-108.03 | WT81-01-108.03-Workstation | Waite | WT | WT81 | Agriculture, Food & Wine School Office - East | 01 | First Floor | 108.03 | 141 | School of Agriculture, Food and Wine | 141 | School of Agriculture, Food and Wine | 5.04 | Workstation | 1 | Office Space Group | 113 | Open Plan - Research Staff |  | Barely Adequate | 441.81 | NO
Waite_WT81-Agriculture, Food & Wine School Office - East_First Floor_108.04 _ Workstation | WT-WT81-01-108.04 | WT81-01-108.04-Workstation | Waite | WT | WT81 | Agriculture, Food & Wine School Office - East | 01 | First Floor | 108.04 | 141 | School of Agriculture, Food and Wine | 141 | School of Agriculture, Food and Wine | 5.04 | Workstation | 1 | Office Space Group | 113 | Open Plan - Research Staff |  | Barely Adequate | 441.81 | NO
Waite_WT81-Agriculture, Food & Wine School Office - East_First Floor_108.05 _ Workstation | WT-WT81-01-108.05 | WT81-01-108.05-Workstation | Waite | WT | WT81 | Agriculture, Food & Wine School Office - East | 01 | First Floor | 108.05 | 141 | School of Agriculture, Food and Wine | 141 | School of Agriculture, Food and Wine | 5.04 | Workstation | 1 | Office Space Group | 113 | Open Plan - Research Staff |  | Barely Adequate | 441.81 | NO
Waite_WT81-Agriculture, Food & Wine School Office - East_First Floor_108B _ Office | WT-WT81-01-108B | WT81-01-108B-Office | Waite | WT | WT81 | Agriculture, Food & Wine School Office - East | 01 | First Floor | 108B | 141 | School of Agriculture, Food and Wine | 141 | School of Agriculture, Food and Wine | 14.56 | Office | 1 | Office Space Group | 102 | Office - Research Staff |  | Barely Adequate | 1,276.34 | NO
Waite_WT81-Agriculture, Food & Wine School Office - East_First Floor_109 _ Office | WT-WT81-01-109 | WT81-01-109-Office | Waite | WT | WT81 | Agriculture, Food & Wine School Office - East | 01 | First Floor | 109 | 141 | School of Agriculture, Food and Wine | 141 | School of Agriculture, Food and Wine | 20.62 | Office | 1 | Office Space Group | 102 | Office - Research Staff |  | Barely Adequate | 1,807.57 | NO
Waite_WT81-Agriculture, Food & Wine School Office - East_First Floor_110 _ Office | WT-WT81-01-110 | WT81-01-110-Office | Waite | WT | WT81 | Agriculture, Food & Wine School Office - East | 01 | First Floor | 110 | 141 | School of Agriculture, Food and Wine | 141 | School of Agriculture, Food and Wine | 18 | Office | 1 | Office Space Group | 102 | Office - Research Staff |  | Barely Adequate | 1,577.90 | NO
Waite_WT81-Agriculture, Food & Wine School Office - East_First Floor_111 _ Office | WT-WT81-01-111 | WT81-01-111-Office | Waite | WT | WT81 | Agriculture, Food & Wine School Office - East | 01 | First Floor | 111 | 141 | School of Agriculture, Food and Wine | 141 | School of Agriculture, Food and Wine | 24.8 | Office | 1 | Office Space Group | 102 | Office - Research Staff |  | Barely Adequate | 2,173.99 | NO
Waite_WT81-Agriculture, Food & Wine School Office - East_First Floor_112 _ Store - Loft | WT-WT81-01-112 | WT81-01-112-Store - Loft | Waite | WT | WT81 | Agriculture, Food & Wine School Office - East | 01 | First Floor | 112 | 141 | School of Agriculture, Food and Wine | 141 | School of Agriculture, Food and Wine | 33.77 | Store - Loft | 4 | Ancillary Area Space Group | 419 | Ancillary Area - Store Room - Generic |  | Barely Adequate | 2,605.07 | NO
Waite_WT81-Agriculture, Food & Wine School Office - East_Ground Floor_17 _ Reception | WT-WT81-GN-17 | WT81-GN-17-Reception | Waite | WT | WT81 | Agriculture, Food & Wine School Office - East | GN | Ground Floor | 17 | 141 | School of Agriculture, Food and Wine | 141 | School of Agriculture, Food and Wine | 49.89 | Reception | 6 | General Facility Space Group | 623 | General Facility - Waiting Area/Foyer/Reception Area |  | Barely Adequate | 4,898.21 | NO
Waite_WT81-Agriculture, Food & Wine School Office - East_Ground Floor_17A _ DB | WT-WT81-GN-17A | WT81-GN-17A-DB | Waite | WT | WT81 | Agriculture, Food & Wine School Office - East | GN | Ground Floor | 17A | 99939 | Unusable Spaces | 99939 | Unusable Spaces | 0.79 | DB | 8 | Non Useable Floor Area Space Group | 815 | Non-usable - Switch room |  | Unknown | 0.00 | NO
Waite_WT81-Agriculture, Food & Wine School Office - East_Ground Floor_17B _ A/L | WT-WT81-GN-17B | WT81-GN-17B-A/L | Waite | WT | WT81 | Agriculture, Food & Wine School Office - East | GN | Ground Floor | 17B | 99939 | Unusable Spaces | 99939 | Unusable Spaces | 2.6 | A/L | 8 | Non Useable Floor Area Space Group | 805 | Non-usable - Circulation space |  | Unknown | 0.00 | NO
Waite_WT81-Agriculture, Food & Wine School Office - East_Ground Floor_17G _ Ramp | WT-WT81-GN-17G | WT81-GN-17G-Ramp | Waite | WT | WT81 | Agriculture, Food & Wine School Office - East | GN | Ground Floor | 17G | 99939 | Unusable Spaces | 99939 | Unusable Spaces | 4.4 | Ramp | 8 | Non Useable Floor Area Space Group | 805 | Non-usable - Circulation space |  | Unknown | 0.00 | NO
Waite_WT81-Agriculture, Food & Wine School Office - East_Ground Floor_18 _ WC - M | WT-WT81-GN-18 | WT81-GN-18-WC - M | Waite | WT | WT81 | Agriculture, Food & Wine School Office - East | GN | Ground Floor | 18 | 99939 | Unusable Spaces | 99939 | Unusable Spaces | 4.39 | WC - M | 8 | Non Useable Floor Area Space Group | 821 | Non-usable - Toilets/Amenities - Male |  | Unknown | 0.00 | NO
Waite_WT81-Agriculture, Food & Wine School Office - East_Ground Floor_19 _ WC | WT-WT81-GN-19 | WT81-GN-19-WC | Waite | WT | WT81 | Agriculture, Food & Wine School Office - East | GN | Ground Floor | 19 | 99939 | Unusable Spaces | 99939 | Unusable Spaces | 2.25 | WC | 8 | Non Useable Floor Area Space Group | 835 | Non-usable - Toilets/Amenities - Other |  | Unknown | 0.00 | NO
Waite_WT81-Agriculture, Food & Wine School Office - East_Ground Floor_20 _ WC / Shower (10) | WT-WT81-GN-20 | WT81-GN-20-WC / Shower (10) | Waite | WT | WT81 | Agriculture, Food & Wine School Office - East | GN | Ground Floor | 20 | 99939 | Unusable Spaces | 99939 | Unusable Spaces | 4.35 | WC / Shower (10) | 8 | Non Useable Floor Area Space Group | 835 | Non-usable - Toilets/Amenities - Other |  | Unknown | 0.00 | NO
Waite_WT81-Agriculture, Food & Wine School Office - East_Ground Floor_21 _ Corr. | WT-WT81-GN-21 | WT81-GN-21-Corr. | Waite | WT | WT81 | Agriculture, Food & Wine School Office - East | GN | Ground Floor | 21 | 141 | School of Agriculture, Food and Wine | 141 | School of Agriculture, Food and Wine | 21.25 | Corr. | 8 | Non Useable Floor Area Space Group | 805 | Non-usable - Circulation space |  | Barely Adequate | 0.00 | NO
Waite_WT81-Agriculture, Food & Wine School Office - East_Ground Floor_21A _ Stair | WT-WT81-GN-21A | WT81-GN-21A-Stair | Waite | WT | WT81 | Agriculture, Food & Wine School Office - East | GN | Ground Floor | 21A | 99939 | Unusable Spaces | 99939 | Unusable Spaces | 5.89 | Stair | 8 | Non Useable Floor Area Space Group | 805 | Non-usable - Circulation space |  | Unknown | 0.00 | NO
Waite_WT81-Agriculture, Food & Wine School Office - East_Ground Floor_21B _ Store | WT-WT81-GN-21B | WT81-GN-21B-Store | Waite | WT | WT81 | Agriculture, Food & Wine School Office - East | GN | Ground Floor | 21B | 141 | School of Agriculture, Food and Wine | 141 | School of Agriculture, Food and Wine | 3.25 | Store | 4 | Ancillary Area Space Group | 419 | Ancillary Area - Store Room - Generic |  | Barely Adequate | 250.71 | NO
Waite_WT81-Agriculture, Food & Wine School Office - East_Ground Floor_22 _ Passage | WT-WT81-GN-22 | WT81-GN-22-Passage | Waite | WT | WT81 | Agriculture, Food & Wine School Office - East | GN | Ground Floor | 22 | 99996 | Vacant | 859 | Infrastructure | 14.78 | Passage | 8 | Non Useable Floor Area Space Group | 805 | Non-usable - Circulation space |  | Barely Adequate | 0.00 | NO
Waite_WT81-Agriculture, Food & Wine School Office - East_Ground Floor_23 _ Office | WT-WT81-GN-23 | WT81-GN-23-Office | Waite | WT | WT81 | Agriculture, Food & Wine School Office - East | GN | Ground Floor | 23 | 99996 | Vacant | 859 | Infrastructure | 12.58 | Office | 1 | Office Space Group | 101 | Office - Academic Staff |  | Barely Adequate | 1,102.77 | NO
Waite_WT81-Agriculture, Food & Wine School Office - East_Ground Floor_24 _ Office | WT-WT81-GN-24 | WT81-GN-24-Office | Waite | WT | WT81 | Agriculture, Food & Wine School Office - East | GN | Ground Floor | 24 | 99996 | Vacant | 859 | Infrastructure | 15.17 | Office | 1 | Office Space Group | 101 | Office - Academic Staff |  | Barely Adequate | 1,329.82 | NO
Waite_WT81-Agriculture, Food & Wine School Office - East_Ground Floor_25 _ Office | WT-WT81-GN-25 | WT81-GN-25-Office | Waite | WT | WT81 | Agriculture, Food & Wine School Office - East | GN | Ground Floor | 25 | 141 | School of Agriculture, Food and Wine | 141 | School of Agriculture, Food and Wine | 12.4 | Office | 1 | Office Space Group | 101 | Office - Academic Staff |  | Barely Adequate | 1,087.00 | NO
Waite_WT81-Agriculture, Food & Wine School Office - East_Ground Floor_26 _ Office | WT-WT81-GN-26 | WT81-GN-26-Office | Waite | WT | WT81 | Agriculture, Food & Wine School Office - East | GN | Ground Floor | 26 | 141 | School of Agriculture, Food and Wine | 141 | School of Agriculture, Food and Wine | 50.16 | Office | 1 | Office Space Group | 101 | Office - Academic Staff |  | Barely Adequate | 4,397.07 | NO
Waite_WT81-Agriculture, Food & Wine School Office - East_Ground Floor_26A _ Circ. | WT-WT81-GN-26A | WT81-GN-26A-Circ. | Waite | WT | WT81 | Agriculture, Food & Wine School Office - East | GN | Ground Floor | 26A | 99939 | Unusable Spaces | 99939 | Unusable Spaces | 5.49 | Circ. | 8 | Non Useable Floor Area Space Group | 805 | Non-usable - Circulation space |  | Barely Adequate | 0.00 | NO
Waite_WT81-Agriculture, Food & Wine School Office - East_Ground Floor_27 _ Office | WT-WT81-GN-27 | WT81-GN-27-Office | Waite | WT | WT81 | Agriculture, Food & Wine School Office - East | GN | Ground Floor | 27 | 141 | School of Agriculture, Food and Wine | 141 | School of Agriculture, Food and Wine | 12.03 | Office | 1 | Office Space Group | 101 | Office - Academic Staff |  | Barely Adequate | 1,054.56 | NO
Waite_WT81-Agriculture, Food & Wine School Office - East_Ground Floor_28 _ Office | WT-WT81-GN-28 | WT81-GN-28-Office | Waite | WT | WT81 | Agriculture, Food & Wine School Office - East | GN | Ground Floor | 28 | 141 | School of Agriculture, Food and Wine | 141 | School of Agriculture, Food and Wine | 11.1 | Office | 1 | Office Space Group | 101 | Office - Academic Staff |  | Barely Adequate | 973.04 | NO
Waite_WT81-Agriculture, Food & Wine School Office - East_Ground Floor_29 _ Entrance | WT-WT81-GN-29 | WT81-GN-29-Entrance | Waite | WT | WT81 | Agriculture, Food & Wine School Office - East | GN | Ground Floor | 29 | 99939 | Unusable Spaces | 99939 | Unusable Spaces | 9.03 | Entrance | 8 | Non Useable Floor Area Space Group | 805 | Non-usable - Circulation space |  | Unknown | 0.00 | NO
Waite_WT81-Agriculture, Food & Wine School Office - East_Ground Floor_30 _ Staff Room | WT-WT81-GN-30 | WT81-GN-30-Staff Room | Waite | WT | WT81 | Agriculture, Food & Wine School Office - East | GN | Ground Floor | 30 | 141 | School of Agriculture, Food and Wine | 141 | School of Agriculture, Food and Wine | 66.98 | Staff Room | 6 | General Facility Space Group | 605 | General Facility - Common Room Staff access |  | Barely Adequate | 6,576.11 | NO
Waite_WT81-Agriculture, Food & Wine School Office - East_Ground Floor_31 _ Corr. | WT-WT81-GN-31 | WT81-GN-31-Corr. | Waite | WT | WT81 | Agriculture, Food & Wine School Office - East | GN | Ground Floor | 31 | 99939 | Unusable Spaces | 99939 | Unusable Spaces | 27.43 | Corr. | 8 | Non Useable Floor Area Space Group | 805 | Non-usable - Circulation space |  | Unknown | 0.00 | NO
Waite_WT81-Agriculture, Food & Wine School Office - East_Ground Floor_31A _ Stair | WT-WT81-GN-31A | WT81-GN-31A-Stair | Waite | WT | WT81 | Agriculture, Food & Wine School Office - East | GN | Ground Floor | 31A | 99939 | Unusable Spaces | 99939 | Unusable Spaces | 5.18 | Stair | 8 | Non Useable Floor Area Space Group | 805 | Non-usable - Circulation space |  | Unknown | 0.00 | NO
Waite_WT81-Agriculture, Food & Wine School Office - East_Ground Floor_33 _ Laboratory | WT-WT81-GN-33 | WT81-GN-33-Laboratory | Waite | WT | WT81 | Agriculture, Food & Wine School Office - East | GN | Ground Floor | 33 | 141 | School of Agriculture, Food and Wine | 141 | School of Agriculture, Food and Wine | 136.32 | Laboratory | 3 | Specialist Teaching or Research Space Group | 300 | Laboratory - Specialist teaching and research - type not defined |  | Barely Adequate | 15,893.42 | NO
Waite_WT81-Agriculture, Food & Wine School Office - East_Ground Floor_34 _ Laboratory | WT-WT81-GN-34 | WT81-GN-34-Laboratory | Waite | WT | WT81 | Agriculture, Food & Wine School Office - East | GN | Ground Floor | 34 | 141 | School of Agriculture, Food and Wine | 141 | School of Agriculture, Food and Wine | 59.83 | Laboratory | 3 | Specialist Teaching or Research Space Group | 300 | Laboratory - Specialist teaching and research - type not defined |  | Barely Adequate | 6,975.52 | NO
Waite_WT81-Agriculture, Food & Wine School Office - East_Ground Floor_35 _ Comms | WT-WT81-GN-35 | WT81-GN-35-Comms | Waite | WT | WT81 | Agriculture, Food & Wine School Office - East | GN | Ground Floor | 35 | 141 | School of Agriculture, Food and Wine | 141 | School of Agriculture, Food and Wine | 11.88 | Comms | 8 | Non Useable Floor Area Space Group | 812 | Non-usable - Comms/network system/Telephone/PABX |  | Barely Adequate | 0.00 | NO
Waite_WT81-Agriculture, Food & Wine School Office - East_Ground Floor_36 _ Office | WT-WT81-GN-36 | WT81-GN-36-Office | Waite | WT | WT81 | Agriculture, Food & Wine School Office - East | GN | Ground Floor | 36 | 141 | School of Agriculture, Food and Wine | 141 | School of Agriculture, Food and Wine | 14.04 | Office | 1 | Office Space Group | 100 | Office - Specific type not defined |  | Barely Adequate | 1,230.76 | NO
Waite_WT81-Agriculture, Food & Wine School Office - East_Ground Floor_37 _ Cellar | WT-WT81-GN-37 | WT81-GN-37-Cellar | Waite | WT | WT81 | Agriculture, Food & Wine School Office - East | GN | Ground Floor | 37 | 141 | School of Agriculture, Food and Wine | 141 | School of Agriculture, Food and Wine | 54.55 | Cellar | 4 | Ancillary Area Space Group | 419 | Ancillary Area - Store Room - Generic |  | Barely Adequate | 4,208.07 | NO
Waite_WT81-Agriculture, Food & Wine School Office - East_Ground Floor_37A _ Cool Room | WT-WT81-GN-37A | WT81-GN-37A-Cool Room | Waite | WT | WT81 | Agriculture, Food & Wine School Office - East | GN | Ground Floor | 37A | 141 | School of Agriculture, Food and Wine | 141 | School of Agriculture, Food and Wine | 5.94 | Cool Room | 4 | Ancillary Area Space Group | 405 | Ancillary Area - Constant Temperature/ Freezer/Cold/Warm Rooms |  | Unknown |  | NO
Waite_WT81-Agriculture, Food & Wine School Office - East_Ground Floor_38 _ Office | WT-WT81-GN-38 | WT81-GN-38-Office | Waite | WT | WT81 | Agriculture, Food & Wine School Office - East | GN | Ground Floor | 38 | 141 | School of Agriculture, Food and Wine | 141 | School of Agriculture, Food and Wine | 42.16 | Office | 1 | Office Space Group | 100 | Office - Specific type not defined |  | Barely Adequate | 3,695.78 | NO
Waite_WT81-Agriculture, Food & Wine School Office - East_Ground Floor_39 _ Office | WT-WT81-GN-39 | WT81-GN-39-Office | Waite | WT | WT81 | Agriculture, Food & Wine School Office - East | GN | Ground Floor | 39 | 141 | School of Agriculture, Food and Wine | 141 | School of Agriculture, Food and Wine | 8.63 | Office | 1 | Office Space Group | 100 | Office - Specific type not defined |  | Barely Adequate | 756.51 | NO
Waite_WT81-Agriculture, Food & Wine School Office - East_Ground Floor_40 _ Office | WT-WT81-GN-40 | WT81-GN-40-Office | Waite | WT | WT81 | Agriculture, Food & Wine School Office - East | GN | Ground Floor | 40 | 99939 | Unusable Spaces | 99939 | Unusable Spaces | 8.13 | Office | 6 | General Facility Space Group | 621 | General Facility - Sick Bay |  | Barely Adequate | 798.21 | NO
Waite_WT81-Agriculture, Food & Wine School Office - East_Ground Floor_41 _ Office | WT-WT81-GN-41 | WT81-GN-41-Office | Waite | WT | WT81 | Agriculture, Food & Wine School Office - East | GN | Ground Floor | 41 | 141 | School of Agriculture, Food and Wine | 141 | School of Agriculture, Food and Wine | 22.79 | Office | 1 | Office Space Group | 100 | Office - Specific type not defined |  | Barely Adequate | 1,997.79 | NO
Waite_WT81-Agriculture, Food & Wine School Office - East_Ground Floor_42 _ Office | WT-WT81-GN-42 | WT81-GN-42-Office | Waite | WT | WT81 | Agriculture, Food & Wine School Office - East | GN | Ground Floor | 42 | 141 | School of Agriculture, Food and Wine | 141 | School of Agriculture, Food and Wine | 23.32 | Office | 1 | Office Space Group | 100 | Office - Specific type not defined |  | Barely Adequate | 2,044.25 | NO
Waite_WT81-Agriculture, Food & Wine School Office - East_Ground Floor_43 _ Flamable Store | WT-WT81-GN-43 | WT81-GN-43-Flamable Store | Waite | WT | WT81 | Agriculture, Food & Wine School Office - East | GN | Ground Floor | 43 | 141 | School of Agriculture, Food and Wine | 141 | School of Agriculture, Food and Wine | 7.41 | Flamable Store | 4 | Ancillary Area Space Group | 418 | Ancillary Area - Dangerous goods storage |  | Barely Adequate | 571.62 | NO
Waite_WT81-Agriculture, Food & Wine School Office - East_Ground Floor_44 _ Courtyard (NUFA) | WT-WT81-GN-44 | WT81-GN-44-Courtyard (NUFA) | Waite | WT | WT81 | Agriculture, Food & Wine School Office - East | GN | Ground Floor | 44 | 99939 | Unusable Spaces | 99939 | Unusable Spaces | 56.11 | Courtyard (NUFA) | 8 | Non Useable Floor Area Space Group | 839 | Non-usable - Verandah/Balcony |  | Unknown | 0.00 | NO
Waite_WT82-Workshops_Ground Floor_G1 _ Carpentry Workshop | WT-WT82-GN-G1 | WT82-GN-G1-Carpentry Workshop | Waite | WT | WT82 | Workshops | GN | Ground Floor | G1 | 141 | School of Agriculture, Food and Wine | 141 | School of Agriculture, Food and Wine | 212.3 | Carpentry Workshop | 4 | Ancillary Area Space Group | 403 | Ancillary Area - Workshop |  | Adequate | 17,059.55 | NO
Waite_WT82-Workshops_Ground Floor_G1B _ Carpentry Store | WT-WT82-GN-G1B | WT82-GN-G1B-Carpentry Store | Waite | WT | WT82 | Workshops | GN | Ground Floor | G1B | 859 | Infrastructure Office | 859 | Infrastructure | 20.42 | Carpentry Store | 4 | Ancillary Area Space Group | 403 | Ancillary Area - Workshop |  | Adequate | 1,640.87 | NO
Waite_WT82-Workshops_Ground Floor_G2 _ Engineering Workshop | WT-WT82-GN-G2 | WT82-GN-G2-Engineering Workshop | Waite | WT | WT82 | Workshops | GN | Ground Floor | G2 | 141 | School of Agriculture, Food and Wine | 141 | School of Agriculture, Food and Wine | 116.1 | Engineering Workshop | 4 | Ancillary Area Space Group | 403 | Ancillary Area - Workshop |  | Adequate | 9,329.31 | NO
Waite_WT82-Workshops_Ground Floor_G3 _ Engineering Workshop | WT-WT82-GN-G3 | WT82-GN-G3-Engineering Workshop | Waite | WT | WT82 | Workshops | GN | Ground Floor | G3 | 141 | School of Agriculture, Food and Wine | 141 | School of Agriculture, Food and Wine | 80.79 | Engineering Workshop | 4 | Ancillary Area Space Group | 403 | Ancillary Area - Workshop |  | Adequate | 6,491.95 | NO
Waite_WT82-Workshops_Ground Floor_G4 _ Engineering Workshop | WT-WT82-GN-G4 | WT82-GN-G4-Engineering Workshop | Waite | WT | WT82 | Workshops | GN | Ground Floor | G4 | 141 | School of Agriculture, Food and Wine | 141 | School of Agriculture, Food and Wine | 32.92 | Engineering Workshop | 4 | Ancillary Area Space Group | 403 | Ancillary Area - Workshop |  | Adequate | 2,645.31 | NO
Waite_WT82-Workshops_Ground Floor_G5 _ Engineering Workshop | WT-WT82-GN-G5 | WT82-GN-G5-Engineering Workshop | Waite | WT | WT82 | Workshops | GN | Ground Floor | G5 | 99002 | Federal - CSIRO | 859 | Infrastructure | 109.6 | Engineering Workshop | 4 | Ancillary Area Space Group | 403 | Ancillary Area - Workshop |  | Adequate | 8,807.00 | NO
Waite_WT82-Workshops_Ground Floor_G6 _ Office | WT-WT82-GN-G6 | WT82-GN-G6-Office | Waite | WT | WT82 | Workshops | GN | Ground Floor | G6 | 99002 | Federal - CSIRO | 859 | Infrastructure | 8.75 | Office | 1 | Office Space Group | 101 | Office - Academic Staff |  | Adequate | 798.99 | NO
Waite_WT82-Workshops_Ground Floor_G7 _ Office | WT-WT82-GN-G7 | WT82-GN-G7-Office | Waite | WT | WT82 | Workshops | GN | Ground Floor | G7 | 99002 | Federal - CSIRO | 859 | Infrastructure | 8.75 | Office | 1 | Office Space Group | 101 | Office - Academic Staff |  | Adequate | 798.99 | NO
Waite_WT82-Workshops_Ground Floor_G8 _ Engineering Workshop | WT-WT82-GN-G8 | WT82-GN-G8-Engineering Workshop | Waite | WT | WT82 | Workshops | GN | Ground Floor | G8 | 99002 | Federal - CSIRO | 859 | Infrastructure | 55.11 | Engineering Workshop | 4 | Ancillary Area Space Group | 403 | Ancillary Area - Workshop |  | Adequate | 4,428.41 | NO
Waite_WT83-Grounds Workshop_Ground Floor_G01 _ Lunchroom | WT-WT83-GN-G01 | WT83-GN-G01-Lunchroom | Waite | WT | WT83 | Grounds Workshop | GN | Ground Floor | G01 | 859 | Infrastructure Office | 859 | Infrastructure | 30.34 | Lunchroom | 6 | General Facility Space Group | 608 | General Facility - Kitchen/Servery/Food Storage |  | Barely Adequate | 2,978.79 | NO
Waite_WT83-Grounds Workshop_Ground Floor_G02 _ Lockers | WT-WT83-GN-G02 | WT83-GN-G02-Lockers | Waite | WT | WT83 | Grounds Workshop | GN | Ground Floor | G02 | 859 | Infrastructure Office | 859 | Infrastructure | 7.71 | Lockers | 4 | Ancillary Area Space Group | 416 | Ancillary Area - Locker Storage/Room |  | Barely Adequate | 594.76 | NO
Waite_WT83-Grounds Workshop_Ground Floor_G03 _ WC | WT-WT83-GN-G03 | WT83-GN-G03-WC | Waite | WT | WT83 | Grounds Workshop | GN | Ground Floor | G03 | 99939 | Unusable Spaces | 99939 | Unusable Spaces | 7.62 | WC | 8 | Non Useable Floor Area Space Group | 835 | Non-usable - Toilets/Amenities - Other |  | Unknown | 0.00 | NO
Waite_WT83-Grounds Workshop_Ground Floor_G04 _ Machinery Workshop | WT-WT83-GN-G04 | WT83-GN-G04-Machinery Workshop | Waite | WT | WT83 | Grounds Workshop | GN | Ground Floor | G04 | 859 | Infrastructure Office | 859 | Infrastructure | 89.67 | Machinery Workshop | 4 | Ancillary Area Space Group | 403 | Ancillary Area - Workshop |  | Barely Adequate | 6,917.29 | NO
Waite_WT83-Grounds Workshop_Ground Floor_G04A _ Store | WT-WT83-GN-G04A | WT83-GN-G04A-Store | Waite | WT | WT83 | Grounds Workshop | GN | Ground Floor | G04A | 859 | Infrastructure Office | 859 | Infrastructure | 32.94 | Store | 4 | Ancillary Area Space Group | 419 | Ancillary Area - Store Room - Generic |  | Barely Adequate | 2,541.04 | NO
Waite_WT84-Pump Enclosure - Sports Grounds_Ground Floor_G1 _ Pump Shed | WT-WT84-GN-G1 | WT84-GN-G1-Pump Shed | Waite | WT | WT84 | Pump Enclosure - Sports Grounds | GN | Ground Floor | G1 | 99939 | Unusable Spaces | 99939 | Unusable Spaces | 4.06 | Pump Shed | 8 | Non Useable Floor Area Space Group | 811 | Non-usable - Plant room other |  | Unknown | 0.00 | NO
Waite_WT85-Pump Shed - Alverstoke Bore_Ground Floor_G1 _ Pump Shed | WT-WT85-GN-G1 | WT85-GN-G1-Pump Shed | Waite | WT | WT85 | Pump Shed - Alverstoke Bore | GN | Ground Floor | G1 | 99939 | Unusable Spaces | 99939 | Unusable Spaces | 8.41 | Pump Shed | 8 | Non Useable Floor Area Space Group | 811 | Non-usable - Plant room other |  | Unknown | 0.00 | NO
Waite_WT86-Pump Shed - Vineyard_Ground Floor_G1 _ Pump Shed | WT-WT86-GN-G1 | WT86-GN-G1-Pump Shed | Waite | WT | WT86 | Pump Shed - Vineyard | GN | Ground Floor | G1 | 99939 | Unusable Spaces | 99939 | Unusable Spaces | 8.41 | Pump Shed | 8 | Non Useable Floor Area Space Group | 811 | Non-usable - Plant room other |  | Unknown | 0.00 | NO
Waite_WT87-Field Storage Shed A_Ground Floor_G1 _ Store - Shed | WT-WT87-GN-G1 | WT87-GN-G1-Store - Shed | Waite | WT | WT87 | Field Storage Shed A | GN | Ground Floor | G1 | 99939 | Unusable Spaces | 99939 | Unusable Spaces | 8.41 | Store - Shed | 4 | Ancillary Area Space Group | 419 | Ancillary Area - Store Room - Generic |  | Unknown | 0.00 | NO
Waite_WT88-Field Storage Shed B_Ground Floor_G1 _ Store - Shed | WT-WT88-GN-G1 | WT88-GN-G1-Store - Shed | Waite | WT | WT88 | Field Storage Shed B | GN | Ground Floor | G1 | 99939 | Unusable Spaces | 99939 | Unusable Spaces | 8.41 | Store - Shed | 4 | Ancillary Area Space Group | 419 | Ancillary Area - Store Room - Generic |  | Unknown | 0.00 | NO
Waite_WT89-Shed - Community Garden_Ground Floor_G1 _ Store - Shed | WT-WT89-GN-G1 | WT89-GN-G1-Store - Shed | Waite | WT | WT89 | Shed - Community Garden | GN | Ground Floor | G1 | 99939 | Unusable Spaces | 99939 | Unusable Spaces | 8.41 | Store - Shed | 4 | Ancillary Area Space Group | 419 | Ancillary Area - Store Room - Generic |  | Unknown | 0.00 | NO
Waite_WT89-Shed - Community Garden_Ground Floor_G2 _ Verandah (UCA) | WT-WT89-GN-G2 | WT89-GN-G2-Verandah (UCA) | Waite | WT | WT89 | Shed - Community Garden | GN | Ground Floor | G2 | 99939 | Unusable Spaces | 99939 | Unusable Spaces | 9 | Verandah (UCA) | 8 | Non Useable Floor Area Space Group | 839 | Non-usable - Verandah/Balcony |  | Unknown | 0.00 | NO
Waite_WT90-Rotunda_Ground Floor_G1 _ Rotunda (UCA) | WT-WT90-GN-G1 | WT90-GN-G1-Rotunda (UCA) | Waite | WT | WT90 | Rotunda | GN | Ground Floor | G1 | 99939 | Unusable Spaces | 99939 | Unusable Spaces | 42.84 | Rotunda (UCA) | 8 | Non Useable Floor Area Space Group | 839 | Non-usable - Verandah/Balcony |  | Unknown | 0.00 | NO
Waite_WT91-Gardeners Shed - Small_Ground Floor_G1 _ Store - Shed | WT-WT91-GN-G1 | WT91-GN-G1-Store - Shed | Waite | WT | WT91 | Gardeners Shed - Small | GN | Ground Floor | G1 | 99939 | Unusable Spaces | 99939 | Unusable Spaces | 2.66 | Store - Shed | 4 | Ancillary Area Space Group | 419 | Ancillary Area - Store Room - Generic |  | Unknown | 0.00 | NO
Waite_WT92-Gardeners Shed - Large_Ground Floor_G1 _ Store - Shed | WT-WT92-GN-G1 | WT92-GN-G1-Store - Shed | Waite | WT | WT92 | Gardeners Shed - Large | GN | Ground Floor | G1 | 99939 | Unusable Spaces | 99939 | Unusable Spaces | 5.51 | Store - Shed | 4 | Ancillary Area Space Group | 419 | Ancillary Area - Store Room - Generic |  | Unknown | 0.00 | NO
Waite_WT93-Poly Tunnel_Ground Floor_G01 _ Poly Tunnel - 1 | WT-WT93-GN-G01 | WT93-GN-G01-Poly Tunnel - 1 | Waite | WT | WT93 | Poly Tunnel | GN | Ground Floor | G01 | 99939 | Unusable Spaces | 99939 | Unusable Spaces | 32.39 | Poly Tunnel - 1 | 4 | Ancillary Area Space Group | 407 | Ancillary Area - Glasshouse/Greenhouse |  | Unknown | 0.00 | NO
Waite_WT93-Poly Tunnel_Ground Floor_G02 _ Poly Tunnel - 2 | WT-WT93-GN-G02 | WT93-GN-G02-Poly Tunnel - 2 | Waite | WT | WT93 | Poly Tunnel | GN | Ground Floor | G02 | 99939 | Unusable Spaces | 99939 | Unusable Spaces | 32.39 | Poly Tunnel - 2 | 4 | Ancillary Area Space Group | 407 | Ancillary Area - Glasshouse/Greenhouse |  | Unknown | 0.00 | NO
Waite_WT93-Poly Tunnel_Ground Floor_G03 _ Poly Tunnel - 3 | WT-WT93-GN-G03 | WT93-GN-G03-Poly Tunnel - 3 | Waite | WT | WT93 | Poly Tunnel | GN | Ground Floor | G03 | 99939 | Unusable Spaces | 99939 | Unusable Spaces | 32.39 | Poly Tunnel - 3 | 4 | Ancillary Area Space Group | 407 | Ancillary Area - Glasshouse/Greenhouse |  | Unknown | 0.00 | NO
Waite_WT93-Poly Tunnel_Ground Floor_G04 _ Poly Tunnel - 4 | WT-WT93-GN-G04 | WT93-GN-G04-Poly Tunnel - 4 | Waite | WT | WT93 | Poly Tunnel | GN | Ground Floor | G04 | 99939 | Unusable Spaces | 99939 | Unusable Spaces | 32.39 | Poly Tunnel - 4 | 4 | Ancillary Area Space Group | 407 | Ancillary Area - Glasshouse/Greenhouse |  | Unknown | 0.00 | NO
Waite_WT94-Birdproof Enclosure - South_Ground Floor_G1 _ Birdproof Enclosure | WT-WT94-GN-G1 | WT94-GN-G1-Birdproof Enclosure | Waite | WT | WT94 | Birdproof Enclosure - South | GN | Ground Floor | G1 | 99939 | Unusable Spaces | 99939 | Unusable Spaces | 593.81 | Birdproof Enclosure | 4 | Ancillary Area Space Group | 407 | Ancillary Area - Glasshouse/Greenhouse |  | Unknown | 0.00 | NO
Waite_WT95-Chemical Holding Bay_Ground Floor_G01 _ Store - Gas | WT-WT95-GN-G01 | WT95-GN-G01-Store - Gas | Waite | WT | WT95 | Chemical Holding Bay | GN | Ground Floor | G01 | 99939 | Unusable Spaces | 99939 | Unusable Spaces | 7.11 | Store - Gas | 4 | Ancillary Area Space Group | 419 | Ancillary Area - Store Room - Generic |  | Unknown | 0.00 | NO
Waite_WT95-Chemical Holding Bay_Ground Floor_G02 _ Store - Gas | WT-WT95-GN-G02 | WT95-GN-G02-Store - Gas | Waite | WT | WT95 | Chemical Holding Bay | GN | Ground Floor | G02 | 99939 | Unusable Spaces | 99939 | Unusable Spaces | 1.09 | Store - Gas | 4 | Ancillary Area Space Group | 419 | Ancillary Area - Store Room - Generic |  | Unknown | 0.00 | NO
Waite_WT95-Chemical Holding Bay_Ground Floor_G03 _ Store - Gas | WT-WT95-GN-G03 | WT95-GN-G03-Store - Gas | Waite | WT | WT95 | Chemical Holding Bay | GN | Ground Floor | G03 | 99939 | Unusable Spaces | 99939 | Unusable Spaces | 2.75 | Store - Gas | 4 | Ancillary Area Space Group | 419 | Ancillary Area - Store Room - Generic |  | Unknown | 0.00 | NO
Waite_WT95-Chemical Holding Bay_Ground Floor_G04 _ Store - Gas | WT-WT95-GN-G04 | WT95-GN-G04-Store - Gas | Waite | WT | WT95 | Chemical Holding Bay | GN | Ground Floor | G04 | 99939 | Unusable Spaces | 99939 | Unusable Spaces | 4.2 | Store - Gas | 4 | Ancillary Area Space Group | 419 | Ancillary Area - Store Room - Generic |  | Unknown | 0.00 | NO
Waite_WT97-LAS Carport_Ground Floor_G1 _ Carport | WT-WT97-GN-G1 | WT97-GN-G1-Carport | Waite | WT | WT97 | LAS Carport | GN | Ground Floor | G1 | 99939 | Unusable Spaces | 99939 | Unusable Spaces | 23.94 | Carport | 8 | Non Useable Floor Area Space Group | 807 | Non-usable - Garage/Loading bay |  | Unknown | 0.00 | NO
Waite_WT98-Storage Cage_Ground Floor_G1 _ Storage Cage | WT-WT98-GN-G1 | WT98-GN-G1-Storage Cage | Waite | WT | WT98 | Storage Cage | GN | Ground Floor | G1 | 99939 | Unusable Spaces | 99939 | Unusable Spaces | 120.06 | Storage Cage | 4 | Ancillary Area Space Group | 419 | Ancillary Area - Store Room - Generic |  | Unknown | 0.00 | NO
Waite_WT99-Feed Store_Ground Floor_G01 _ Store | WT-WT99-GN-G01 | WT99-GN-G01-Store | Waite | WT | WT99 | Feed Store | GN | Ground Floor | G01 | 99939 | Unusable Spaces | 99939 | Unusable Spaces | 18.94 | Store | 4 | Ancillary Area Space Group | 419 | Ancillary Area - Store Room - Generic |  | Unknown | 0.00 | NO
Waite_WT99-Feed Store_Ground Floor_G02 _ Verandah (UCA) | WT-WT99-GN-G02 | WT99-GN-G02-Verandah (UCA) | Waite | WT | WT99 | Feed Store | GN | Ground Floor | G02 | 99939 | Unusable Spaces | 99939 | Unusable Spaces | 11.64 | Verandah (UCA) | 8 | Non Useable Floor Area Space Group | 839 | Non-usable - Verandah/Balcony |  | Unknown | 0.00 | NO

## validation table (hidden)
ACTION | Equipment Condition | Equipment Status | Equipment Standard | YES or NO
- | - | - | - | -
ADDITION - NEW | Excellent | Active | ELEC - AUTOMATIC DOORS | YES
ADDITIONAL - REPLACEMENT | Fair | Disposed | ELEC - AUTOMATIC REVOLVING DOOR | NO
UPDATE | Good | In DLP | ELEC - AUTOMATIC SLIDING DOORS | unknown
DELETION | Poor |  | ELEC - AUTOMATIC SLIDING GATE
| Very Poor |  | ELEC - AUTOMATIC SWING DOOR
ELEC - CARDIAC PROTECTED AREA
ELEC - CLOTHES DRYER
ELEC - DISTRIBUTION BOARD
ELEC - DRINKING FOUNTAIN
ELEC - EARTH TESTING
ELEC - EXHAUST FAN
ELEC - FIELD RCD
ELEC - GENERATOR
ELEC - HAND DRYER
ELEC - HEATER
ELEC - MAIN SWITCHBOARD
ELEC - MECHANICAL SERVICES SWITCHBOARD
ELEC - METER
ELEC - METER - ELECTRICITY
ELEC - METER - GAS
ELEC - METER - WATER
ELEC - POWER FACTOR CORRECTION
ELEC - PUSH BUTTON - AIR ISOLATOR
ELEC - PUSH BUTTON - AIR PURGE
ELEC - PUSH BUTTON - POWER ISOLATOR
ELEC - PV SOLAR SYSTEM
ELEC - SECURITY LIGHTING
ELEC - SLIDING GATE
ELEC - SWITCHBOARD
ELEC - TILT / ROLLER DOORS
ELEC - U.P.S
ELEC - UV LIGHTING
ELEC - WASHING MACHINE
ESP - EMERGENCY LIGHTS
ESP - EVACUATION WARNING INTERCOMM
ESP - EXIT LIGHTS
ESP - FIRE CURTAIN
ESP - FIRE DETECTOR
ESP - FIRE EXTINGUISHER
ESP - FIRE HOSE REEL
ESP - FIRE HYDRANT
ESP - FIRE INDICATOR PANEL
ESP - FIRE SPRINKLERS
ESP - FIRE WATER ISOLATION VALVE
ESP - FIRE WINDOW
ESP - FIRE/SMOKE DOOR
ESP - SUBTERRANEAN MOISTURE CONTROL
FE - BIOLOGICAL SAFETY CABINET
FE - CORROSIVE
FE - DUST COLLECTOR
FE - EXHAUST FAN
FE - EXHAUST HOOD
FE - FUME CABINET NON RECIRCULATING
FE - FUME CABINET RECIRCULATING
FE - FUME CUPBOARD
FE - FUME CUPBOARD SCRUBBER
FE - FUME CUPBOARD WASHDOWN
FE - FUME HOOD
FE - FUME SCRUBBER
FE - HYBRID CUPBOARDS
FE - LAMINAR FLOW CABINET
FE - SPRAY BOOTH
LIFT - DISABLED LIFT
LIFT - DUMB WAITER
LIFT - ESCALATOR
LIFT - GOODS LIFT
LIFT - PASSENGER LIFT
LIFT - STAIR LIFT
MECH - AIR COMPRESSOR (ROTARY SCREW)
MECH - AIR COMPRESSOR (STANDARD)
MECH - AIR CONDITIONER
MECH - AIR CONDITIONER - COMPUTER ROOM
MECH - AIR CONTROL DAMPER
MECH - AIR CURTAIN
MECH - AIR FILTER HEPA
MECH - AIR FILTER STANDARD
MECH - AIR HANDLING UNIT
MECH - AUTO REFILL SYSTEM
MECH - BOILER - HEATING/HOT WATER
MECH - BOILER - STEAM BOILER
MECH - CALORIFIER HOT WATER HEATED
MECH - CEILING CASSETTE
MECH - CHEMICAL CABINET - CORROSIVE
MECH - CHILLED BEAM
MECH - CHILLED WATER PUMP
MECH - CHILLER - ABSORBTION
MECH - CHILLER - AIR COOLED
MECH - CHILLER - CHILLER UNIT
MECH - CHILLER - WATER COOLED
MECH - CLOSED CIRCUIT COOLING TOWER
MECH - CLOSED LOOP COOL
MECH - CLOSED LOOPED HEAT
MECH - CO GENERATION - GAS ENGINE
MECH - CO GENERATION - GAS TURBINE
MECH - COLD ROOM
MECH - COLD ROOM REFRIDGERATION
MECH - COMMERCIAL FRIDGE/FREEZER
MECH - COMPRESSED AIR GENERAL
MECH - COMPRESSOR
MECH - CONSTANT TEMP ROOM - COOLING UNIT
MECH - CONSTANT TEMP ROOM - PLANT GROWTH CABINET
MECH - CONTROLS - BMS
MECH - CONTROLS - GENERAL
MECH - CONTROLS - PNEUMATIC
MECH - COOLING TOWER
MECH - DESSICANT DRYER
MECH - ELECRTIC DUCT HEATER
MECH - ELECTRIC DUCT HEATER
MECH - ETFE FOIL ROOF
MECH - EVAPORATIVE
MECH - EVAPORATIVE COOLER
MECH - EVAPORATIVE WALL
MECH - FAN - CEILING
MECH - FAN - EXHAUST
MECH - FAN - SMOKE SPILL
MECH - FAN - STAIR PRESSURISATION
MECH - FAN - SUPPLY
MECH - FAN COIL UNIT
MECH - FAN COIL UNIT - CHILLED WATER
MECH - FEED AND EXPANSION TANK
MECH - FIRE DAMPER THERMAL
MECH - GAS ALARM SYSTEM
MECH - GAS SPACE HEATER
MECH - HEAT EXCHANGER - AIR TO AIR
MECH - HEAT EXCHANGER - FORCED DRAFT
MECH - HEAT EXCHANGER - PLATE HEAT EXCHANGER
MECH - HEATER ELECTRIC
MECH - HEATING HOT WATER COIL
MECH - HEATING/HOT WATER
MECH - HUMIDIFIER
MECH - INDUCED DRAFT
MECH - INDUCTION BOX
MECH - MECHANICAL SERVICES SWITCHBOARD
MECH - MIXING BOX
MECH - NITROGEN GENERATOR
MECH - OUTDOOR UNIT
MECH - PACKAGED UNIT
MECH - PIPING VALVES & FITTINGS
MECH - PLANTROOMS & PLATFORMS
MECH - PRESSURE VESSEL - AIR RECEIVER
MECH - PRESSURE VESSEL - CONDENSER
MECH - PRESSURE VESSEL - EVAPORATOR
MECH - PRESSURE VESSEL - LIQUID RECEIVER
MECH - PRESSURE VESSEL - OIL SEPARATOR
MECH - PRESSURE VESSEL - VACUUM
MECH - PUMP - CHILLED WATER
MECH - PUMP - GAS BOOSTER
MECH - PUMP - HEATING HOT WATER
MECH - PUMP - POND
MECH - PUMP - PROCESS AND CIRCULATION
MECH - PUMP - VACUUM
MECH - REFRIGERATED DRYER
MECH - ROOM AIR CONDITIONER
MECH - SPLIT SYSTEM
MECH - SPLIT SYSTEM CASSETTE
MECH - SPLIT SYSTEM DUCTED
MECH - SPLIT SYSTEM MULTI HEAD
MECH - SPLIT SYSTEM SINGLE HEAD
MECH - SPLIT SYSTEM VRV
MECH - SPLIT SYSTEM WALL MOUNTED
MECH - STEAM VALVES AND CONTROLS
MECH - TRI GENERATION TURBINES
MECH - VARIABLE AIR VOLUME BOX
MECH - WATER COOLED CONDENSER
MECH - WATER FILTER
MECH - WET SUCTION PLANT
PLUM - "EMERGENCY EYE & FACE WASH"
PLUM - BACKFLOW PREVENTION DEVICE
PLUM - BACKFLOW PREVENTION DEVICE - DCV
PLUM - BACKFLOW PREVENTION DEVICE - RPZ
PLUM - BALL FLOAT VALVE AND TANK
PLUM - BIBCOCK
PLUM - BOILING WATER UNIT
PLUM - BUCKET TRAP
PLUM - DOMESTIC SHOWER
PLUM - DRINKING FOUNTAIN
PLUM - DRINKING FOUNTAIN - CHILLED
PLUM - ELECTRICITY METER
PLUM - EMERGENCY EYE WASH
PLUM - EMERGENCY HAND HELD FACE WASH
PLUM - EMERGENCY SHOWER
PLUM - EMERGENCY SHOWER/EYE/FACE WASH
PLUM - FILTER
PLUM - FILTER TWIN CARBON / SEDIMENT
PLUM - GAS (NATURAL) RETICULATION
PLUM - GAS ISOLATION VALVE
PLUM - GAS METER
PLUM - GAS PROVING
PLUM - GAS SPACE HEATER
PLUM - GUTTERS AND ROOF
PLUM - HEAT PURGE SYSTEM
PLUM - HEAT TRACE CABLING
PLUM - HOT WATER ISOLATION VALVE
PLUM - HOT WATER SYSTEM
PLUM - HOT WATER SYSTEM - 50LTR
PLUM - HYDRO TAP
PLUM - IRRIGATION ISOLATION VALVE
PLUM - LPG STORAGE
PLUM - MAINS WATER
PLUM - METER WATER
PLUM - MIXING VALVE - THERMOSTATIC
PLUM - PIT - SEWER
PLUM - PLANTROOM - SUMP
PLUM - PRESSURE REDUCTION VALVE
PLUM - PUMP - CIRCULATING
PLUM - PUMP - FIRE
PLUM - PUMP - IRRIGATION
PLUM - PUMP - PRESSURE
PLUM - PUMP - REVERSE OSMOSIS
PLUM - PUMP - SEEPAGE
PLUM - PUMP - SEWAGE
PLUM - PUMP - STORMWATER
PLUM - PUMP - SUBMERSIBLE
PLUM - PUMP - SULLAGE
PLUM - PUMP - SUMP
PLUM - PUMP - SWIMMING POOL
PLUM - PUMP - TRADE WASTE
PLUM - PUMP - TRADE WASTER
PLUM - PUMP - TRANSFER
PLUM - PUMP - WATER FEATURE
PLUM - RADIATOR
PLUM - SEPTIC SYSTEM
PLUM - SEWER SYSTEMS
PLUM - STORMWATER
PLUM - SUBTERRANEAN MOISTURE CONTROL
PLUM - TEMPERATURE & PRESSURE RELIEF VALVES
PLUM - TEMPERING
PLUM - THERMOSTATIC MIXING & TEMPERING VALVES
PLUM - TRADE WASTE - BUFFER TANKS
PLUM - TRADE WASTE - GREASE ARRESTOR
PLUM - TRADE WASTE - NEUTRALISER PITS CHEMICALLY DOSED
PLUM - TRADE WASTE - SEDIMENT PIT & PLASTER TRAPS
PLUM - URINAL
PLUM - VALVE - GAS ISOLATION
PLUM - VALVE - WATER ISOLATION
PLUM - WATER FEATURE - POND
PLUM - WATER ISOLATION
PLUM - WATER SOFTENER
PLUM - WATER TREATMENT - FILTER
PLUM - WATER TREATMENT - POND
PLUM - WATER TREATMENT - REVERSE OSMOSIS
PLUM - WATER TREATMENT - SOFTENER
PLUM - ZIP TAP
WATER - CHILLED WATER LOOP
WATER - CONDENSER WATER LOOP
WATER - COOLING TOWER
WATER - GLYCOL LOOP
WATER - HEATING HOT WATER LOOP
WATER - POND
WATER - POTABLE WATER/ TEMPERING VALVE
WATER - SOFTENER
WATER - STEAM BOILER
WATER - SWIMMING POOL
WATER - WATER TREATMENT - SWIMMING POOL

## raw_floors (hidden)
extract - 2022-06-21
loccode | Floor Code-Name | site name | Site Code | Building Code | Building Name | Floor Code | Floor Name | dsdfdsf
- | - | - | - | - | - | - | - | 0
BL01-GN-Ground Floor | GN_Ground Floor | Booleroo | BL | BL01 | Booleroo Centre Health | GN | Ground Floor | 0
BP01-GN-Ground Floor | GN_Ground Floor | Buckland Park | BP | BP01 | Relocatable Cable Hut | GN | Ground Floor | 0
BP02-GN-Ground Floor | GN_Ground Floor | Buckland Park | BP | BP02 | Cosmic Ray Lab, Shed 1 & 2 | GN | Ground Floor | 0
BP03-GN-Ground Floor | GN_Ground Floor | Buckland Park | BP | BP03 | Equipment Hut | GN | Ground Floor | 0
BP04-GN-Ground Floor | GN_Ground Floor | Buckland Park | BP | BP04 | Store Shed | GN | Ground Floor | 0
BP05-GN-Ground Floor | GN_Ground Floor | Buckland Park | BP | BP05 | Transmitter Hub | GN | Ground Floor | 0
BP08-GN-Ground Floor | GN_Ground Floor | Buckland Park | BP | BP08 | Workshop | GN | Ground Floor | 0
CA06-01-First Floor | 01_First Floor | City Accommodation | CA | CA06 | Village Units 1 - 13 | 01 | First Floor | 0
CA06-02-Second Floor | 02_Second Floor | City Accommodation | CA | CA06 | Village Units 1 - 13 | 02 | Second Floor | 0
CA06-03-Third Floor | 03_Third Floor | City Accommodation | CA | CA06 | Village Units 1 - 13 | 03 | Third Floor | 0
CA06-GN-Ground Floor | GN_Ground Floor | City Accommodation | CA | CA06 | Village Units 1 - 13 | GN | Ground Floor | 0
CA07-01-First Floor | 01_First Floor | City Accommodation | CA | CA07 | Village Units 14 - 16 | 01 | First Floor | 0
CA07-02-Second Floor | 02_Second Floor | City Accommodation | CA | CA07 | Village Units 14 - 16 | 02 | Second Floor | 0
CA07-03-Third Floor | 03_Third Floor | City Accommodation | CA | CA07 | Village Units 14 - 16 | 03 | Third Floor | 0
CA07-GN-Ground Floor | GN_Ground Floor | City Accommodation | CA | CA07 | Village Units 14 - 16 | GN | Ground Floor | 0
CA08-01-First Floor | 01_First Floor | City Accommodation | CA | CA08 | Village Units 23 - 28 | 01 | First Floor | 0
CA08-02-Second Floor | 02_Second Floor | City Accommodation | CA | CA08 | Village Units 23 - 28 | 02 | Second Floor | 0
CA08-03-Third Floor | 03_Third Floor | City Accommodation | CA | CA08 | Village Units 23 - 28 | 03 | Third Floor | 0
CA08-GN-Ground Floor | GN_Ground Floor | City Accommodation | CA | CA08 | Village Units 23 - 28 | GN | Ground Floor | 0
CA09-01-First Floor | 01_First Floor | City Accommodation | CA | CA09 | Village Units 17 - 22 | 01 | First Floor | 0
CA09-02-Second Floor | 02_Second Floor | City Accommodation | CA | CA09 | Village Units 17 - 22 | 02 | Second Floor | 0
CA09-03-Third Floor | 03_Third Floor | City Accommodation | CA | CA09 | Village Units 17 - 22 | 03 | Third Floor | 0
CA09-GN-Ground Floor | GN_Ground Floor | City Accommodation | CA | CA09 | Village Units 17 - 22 | GN | Ground Floor | 0
CA10-01-First Floor | 01_First Floor | City Accommodation | CA | CA10 | Village Units 29 - 33 | 01 | First Floor | 0
CA10-02-Second Floor | 02_Second Floor | City Accommodation | CA | CA10 | Village Units 29 - 33 | 02 | Second Floor | 0
CA10-03-Third Floor | 03_Third Floor | City Accommodation | CA | CA10 | Village Units 29 - 33 | 03 | Third Floor | 0
CA10-GN-Ground Floor | GN_Ground Floor | City Accommodation | CA | CA10 | Village Units 29 - 33 | GN | Ground Floor | 0
CA11-01-First Floor | 01_First Floor | City Accommodation | CA | CA11 | Village Units 34 - 39 | 01 | First Floor | 0
CA11-02-Second Floor | 02_Second Floor | City Accommodation | CA | CA11 | Village Units 34 - 39 | 02 | Second Floor | 0
CA11-03-Third Floor | 03_Third Floor | City Accommodation | CA | CA11 | Village Units 34 - 39 | 03 | Third Floor | 0
CA11-GN-Ground Floor | GN_Ground Floor | City Accommodation | CA | CA11 | Village Units 34 - 39 | GN | Ground Floor | 0
CA12-01-First Floor | 01_First Floor | City Accommodation | CA | CA12 | Village Units 40 - 45 | 01 | First Floor | 0
CA12-02-Second Floor | 02_Second Floor | City Accommodation | CA | CA12 | Village Units 40 - 45 | 02 | Second Floor | 0
CA12-03-Third Floor | 03_Third Floor | City Accommodation | CA | CA12 | Village Units 40 - 45 | 03 | Third Floor | 0
CA12-GN-Ground Floor | GN_Ground Floor | City Accommodation | CA | CA12 | Village Units 40 - 45 | GN | Ground Floor | 0
CA13-01-First Floor | 01_First Floor | City Accommodation | CA | CA13 | Village Units 46 - 51 | 01 | First Floor | 0
CA13-02-Second Floor | 02_Second Floor | City Accommodation | CA | CA13 | Village Units 46 - 51 | 02 | Second Floor | 0
CA13-03-Third Floor | 03_Third Floor | City Accommodation | CA | CA13 | Village Units 46 - 51 | 03 | Third Floor | 0
CA13-GN-Ground Floor | GN_Ground Floor | City Accommodation | CA | CA13 | Village Units 46 - 51 | GN | Ground Floor | 0
CA14-01-First Floor | 01_First Floor | City Accommodation | CA | CA14 | Village Units 52 - 95 & Car park | 01 | First Floor | 0
CA14-02-Second Floor | 02_Second Floor | City Accommodation | CA | CA14 | Village Units 52 - 95 & Car park | 02 | Second Floor | 0
CA14-03-Third Floor | 03_Third Floor | City Accommodation | CA | CA14 | Village Units 52 - 95 & Car park | 03 | Third Floor | 0
CA14-04-Fourth Floor | 04_Fourth Floor | City Accommodation | CA | CA14 | Village Units 52 - 95 & Car park | 04 | Fourth Floor | 0
CA14-05-Fifth Floor | 05_Fifth Floor | City Accommodation | CA | CA14 | Village Units 52 - 95 & Car park | 05 | Fifth Floor | 0
CA14-BA-Basement | BA_Basement | City Accommodation | CA | CA14 | Village Units 52 - 95 & Car park | BA | Basement | 0
CA14-GN-Ground Floor | GN_Ground Floor | City Accommodation | CA | CA14 | Village Units 52 - 95 & Car park | GN | Ground Floor | 0
CB01-GN-Ground Floor | GN_Ground Floor | Coobowie | CB | CB01 | Marine Research Station | GN | Ground Floor | 0
CH01-GN-Ground Floor | GN_Ground Floor | Charlick Farm | CH | CH01 | House/Office | GN | Ground Floor | 0
CH02-GN-Ground Floor | GN_Ground Floor | Charlick Farm | CH | CH02 | House Shed 1 | GN | Ground Floor | 0
CH03-GN-Ground Floor | GN_Ground Floor | Charlick Farm | CH | CH03 | Shed 2 | GN | Ground Floor | 0
CH04-GN-Ground Floor | GN_Ground Floor | Charlick Farm | CH | CH04 | Shed 3 | GN | Ground Floor | 0
CH04-MZ-Mezzanine | MZ_Mezzanine | Charlick Farm | CH | CH04 | Shed 3 | MZ | Mezzanine | 0
CH05-GN-Ground Floor | GN_Ground Floor | Charlick Farm | CH | CH05 | Implement Shed | GN | Ground Floor | 0
CH06-GN-Ground Floor | GN_Ground Floor | Charlick Farm | CH | CH06 | Hazardous Shed 5 | GN | Ground Floor | 0
CH07-GN-Ground Floor | GN_Ground Floor | Charlick Farm | CH | CH07 | Implement Shed | GN | Ground Floor | 0
CL01-GN-Ground Floor | GN_Ground Floor | Clare | CL | CL01 | Clare Medical Centre | GN | Ground Floor | 0
CR01-GN-Ground Floor | GN_Ground Floor | Coorong (Salt Creek) | CR | CR01 | Lab & Accommodation | GN | Ground Floor | 0
DR01-GN-Ground Floor | GN_Ground Floor | Doppler Radar (BOM) | DR | DR01 | BOM Doppler Radar Facility | GN | Ground Floor | 0
FP01-GN-Ground Floor | GN_Ground Floor | Family Practice Unit | FP | FP01 | Unihealth Highbury | GN | Ground Floor | 0
FP01-LG-Lower Ground | LG_Lower Ground | Family Practice Unit | FP | FP01 | Unihealth Highbury | LG | Lower Ground | 0
GT01-01-Roof Level | 01_Roof Level | Glenthorne Farm | GT | GT01 | Administrative Building | 01 | Roof Level | 0
GT01-BA-Basement | BA_Basement | Glenthorne Farm | GT | GT01 | Administrative Building | BA | Basement | 0
GT01-GN-Ground Floor | GN_Ground Floor | Glenthorne Farm | GT | GT01 | Administrative Building | GN | Ground Floor | 0
GT02-GN-Ground Floor | GN_Ground Floor | Glenthorne Farm | GT | GT02 | Animal House | GN | Ground Floor | 0
GT03-GN-Ground Floor | GN_Ground Floor | Glenthorne Farm | GT | GT03 | Chaff Cutting/Grain Crushing | GN | Ground Floor | 0
GT04-GN-Ground Floor | GN_Ground Floor | Glenthorne Farm | GT | GT04 | Central House, 3 BR | GN | Ground Floor | 0
GT05-GN-Ground Floor | GN_Ground Floor | Glenthorne Farm | GT | GT05 | Diet Room | GN | Ground Floor | 0
GT06-GN-Ground Floor | GN_Ground Floor | Glenthorne Farm | GT | GT06 | Experimental Animal House | GN | Ground Floor | 0
GT08-GN-Ground Floor | GN_Ground Floor | Glenthorne Farm | GT | GT08 | Experimental Sheep Shed | GN | Ground Floor | 0
GT09-01-Roof Level | 01_Roof Level | Glenthorne Farm | GT | GT09 | Field Lab/Food Process Building | 01 | Roof Level | 0
GT09-GN-Ground Floor | GN_Ground Floor | Glenthorne Farm | GT | GT09 | Field Lab/Food Process Building | GN | Ground Floor | 0
GT11-GN-Ground Floor | GN_Ground Floor | Glenthorne Farm | GT | GT11 | House, 3 BR - Manager | GN | Ground Floor | 0
GT12-BA-Basement | BA_Basement | Glenthorne Farm | GT | GT12 | Heritage Store | BA | Basement | 0
GT12-GN-Ground Floor | GN_Ground Floor | Glenthorne Farm | GT | GT12 | Heritage Store | GN | Ground Floor | 0
GT13-GN-Ground Floor | GN_Ground Floor | Glenthorne Farm | GT | GT13 | Hay Shed | GN | Ground Floor | 0
GT14-GN-Ground Floor | GN_Ground Floor | Glenthorne Farm | GT | GT14 | Hay Shed | GN | Ground Floor | 0
GT15-GN-Ground Floor | GN_Ground Floor | Glenthorne Farm | GT | GT15 | Implement Shed | GN | Ground Floor | 0
GT17-GN-Ground Floor | GN_Ground Floor | Glenthorne Farm | GT | GT17 | North House, 3 BR | GN | Ground Floor | 0
GT18-GN-Ground Floor | GN_Ground Floor | Glenthorne Farm | GT | GT18 | North Farm Store | GN | Ground Floor | 0
GT19-GN-Ground Floor | GN_Ground Floor | Glenthorne Farm | GT | GT19 | Post Mortem Building | GN | Ground Floor | 0
GT23-GN-Ground Floor | GN_Ground Floor | Glenthorne Farm | GT | GT23 | Physiology Laboratories | GN | Ground Floor | 0
GT23-LG-Lower Ground | LG_Lower Ground | Glenthorne Farm | GT | GT23 | Physiology Laboratories | LG | Lower Ground | 0
GT24-GN-Ground Floor | GN_Ground Floor | Glenthorne Farm | GT | GT24 | Rodent House | GN | Ground Floor | 0
GT25-GN-Ground Floor | GN_Ground Floor | Glenthorne Farm | GT | GT25 | South House, 3 BR | GN | Ground Floor | 0
GT26-GN-Ground Floor | GN_Ground Floor | Glenthorne Farm | GT | GT26 | South Farm Store Heritage | GN | Ground Floor | 0
GT27-GN-Ground Floor | GN_Ground Floor | Glenthorne Farm | GT | GT27 | Sheep Pens | GN | Ground Floor | 0
GT28-GN-Ground Floor | GN_Ground Floor | Glenthorne Farm | GT | GT28 | Sheep Pens | GN | Ground Floor | 0
GT29-GN-Ground Floor | GN_Ground Floor | Glenthorne Farm | GT | GT29 | Sheep Pens | GN | Ground Floor | 0
GT30-GN-Ground Floor | GN_Ground Floor | Glenthorne Farm | GT | GT30 | Sheep Pens | GN | Ground Floor | 0
GT31-GN-Ground Floor | GN_Ground Floor | Glenthorne Farm | GT | GT31 | Tech Officer's House, 3 BR | GN | Ground Floor | 0
GT33-GN-Ground Floor | GN_Ground Floor | Glenthorne Farm | GT | GT33 | Wool Shed | GN | Ground Floor | 0
GT34-GN-Ground Floor | GN_Ground Floor | Glenthorne Farm | GT | GT34 | Workshop Heritage | GN | Ground Floor | 0
HR01-01-First Floor | 01_First Floor | Hackney Road | HR | HR01 | Tram Barn | 01 | First Floor | 0
IV01-01-First Floor | 01_First Floor | IMVS | IV | IV01 | IMVS | 01 | First Floor | 0
IV01-02-Second Floor | 02_Second Floor | IMVS | IV | IV01 | IMVS | 02 | Second Floor | 0
IV01-03-Third Floor | 03_Third Floor | IMVS | IV | IV01 | IMVS | 03 | Third Floor | 0
JL01-01-Archive Building | 01_Archive Building | Joint Library Store | JL | JL01 | Joint Library Store | 01 | Archive Building | 0
JL01-02-Store One | 02_Store One | Joint Library Store | JL | JL01 | Joint Library Store | 02 | Store One | 0
JL01-03-Store Two | 03_Store Two | Joint Library Store | JL | JL01 | Joint Library Store | 03 | Store Two | 0
JL01-04-Store Three | 04_Store Three | Joint Library Store | JL | JL01 | Joint Library Store | 04 | Store Three | 0
KM01-GN-Ground Floor | GN_Ground Floor | Koonamore Outstation | KM | KM01 | Koonamore Outstation | GN | Ground Floor | 0
KT01-GN-Ground Floor | GN_Ground Floor | Kent Town | KT | KT01 | 57 King William Street Kent Town | GN | Ground Floor | 0
LM01-02-First Floor | 02_First Floor | Lyell McEwin Hospital | LM | LM01 | Lyell McEwin - Main Building | 02 | First Floor | 0
MG01-GN-Ground Floor | GN_Ground Floor | Morgan | MG | MG01 | Morgan Ski Club | GN | Ground Floor | 0
MH01-05-Level Five | 05_Level Five | Modbury Hospital | MH | MH01 | Modbury Hospital - Main Building | 05 | Level Five | 0
MI01-GN-Ground Floor | GN_Ground Floor | Minlaton | MI | MI01 | Minlaton Medical Centre | GN | Ground Floor | 0
MI02-GN-Ground Floor | GN_Ground Floor | Minlaton | MI | MI02 | Minlaton Residential | GN | Ground Floor | 0
MR01-GN-Ground Floor | GN_Ground Floor | Mount Rescue | MR | MR01 | Mount Rescue Field Station | GN | Ground Floor | 0
NA01-02-Second Floor | 02_Second Floor | North Adelaide | NA | NA01 | 55 King William Road - Norwich Building | 02 | Second Floor | 0
NA01-03-Third Floor | 03_Third Floor | North Adelaide | NA | NA01 | 55 King William Road - Norwich Building | 03 | Third Floor | 0
NA01-GN-Ground Floor | GN_Ground Floor | North Adelaide | NA | NA01 | 55 King William Road - Norwich Building | GN | Ground Floor | 0
NA02-03-Third Floor | 03_Third Floor | North Adelaide | NA | NA02 | 77 King William Road | 03 | Third Floor | 0
NA02-GN-Ground Floor | GN_Ground Floor | North Adelaide | NA | NA02 | 77 King William Road | GN | Ground Floor | 0
NA03-GN-Ground Floor | GN_Ground Floor | North Adelaide | NA | NA03 | Women's Change room - Pk 12 | GN | Ground Floor | 0
NA04-01-First Floor | 01_First Floor | North Adelaide | NA | NA04 | Grandstand - Pk 10 | 01 | First Floor | 0
NA04-GN-Ground Floor | GN_Ground Floor | North Adelaide | NA | NA04 | Grandstand - Pk 10 | GN | Ground Floor | 0
NA05-01-First Floor | 01_First Floor | North Adelaide | NA | NA05 | Main Oval Grandstand - Pk 12 | 01 | First Floor | 0
NA05-GN-Ground Floor | GN_Ground Floor | North Adelaide | NA | NA05 | Main Oval Grandstand - Pk 12 | GN | Ground Floor | 0
NA06-GN-Ground Floor | GN_Ground Floor | North Adelaide | NA | NA06 | Main Oval Groundsman Workshop - Pk 12 | GN | Ground Floor | 0
NA08-GN-Ground Floor | GN_Ground Floor | North Adelaide | NA | NA08 | Pumping Station - Pk 10 | GN | Ground Floor | 0
NA09-GN-Ground Floor | GN_Ground Floor | North Adelaide | NA | NA09 | Pumping Station - Pk 12 | GN | Ground Floor | 0
NA10-GN-Ground Floor | GN_Ground Floor | North Adelaide | NA | NA10 | Score Box - Pk 12 | GN | Ground Floor | 0
NA12-GN-Ground Floor | GN_Ground Floor | North Adelaide | NA | NA12 | Workshop - Pk 10 | GN | Ground Floor | 0
NA13-GN-Ground Floor | GN_Ground Floor | North Adelaide | NA | NA13 | Graduates Clubrooms | GN | Ground Floor | 0
NA13-LG-Lower Ground | LG_Lower Ground | North Adelaide | NA | NA13 | Graduates Clubrooms | LG | Lower Ground | 0
NA15-01-First Floor | 01_First Floor | North Adelaide | NA | NA15 | Torrens River Boat House (1) | 01 | First Floor | 0
NA15-GN-Ground Floor | GN_Ground Floor | North Adelaide | NA | NA15 | Torrens River Boat House (1) | GN | Ground Floor | 0
NA16-GN-Ground Floor | GN_Ground Floor | North Adelaide | NA | NA16 | 16a Finnis Street (Front) | GN | Ground Floor | 0
NA17-01-First Floor | 01_First Floor | North Adelaide | NA | NA17 | 16b Finnis Street (Rear) | 01 | First Floor | 0
NA17-GN-Ground Floor | GN_Ground Floor | North Adelaide | NA | NA17 | 16b Finnis Street (Rear) | GN | Ground Floor | 0
NA18-01-First Floor | 01_First Floor | North Adelaide | NA | NA18 | 26a Finnis Street (Front) | 01 | First Floor | 0
NA18-GN-Ground Floor | GN_Ground Floor | North Adelaide | NA | NA18 | 26a Finnis Street (Front) | GN | Ground Floor | 0
NA19-01-First Floor | 01_First Floor | North Adelaide | NA | NA19 | 26b Finnis Street (Rear) | 01 | First Floor | 0
NA19-GN-Ground Floor | GN_Ground Floor | North Adelaide | NA | NA19 | 26b Finnis Street (Rear) | GN | Ground Floor | 0
NH01-GN-Ground Floor | GN_Ground Floor | North Haven | NH | NH01 | 44 Osborne Road - North Haven | GN | Ground Floor | 0
NT02-01-Basement | 01_Basement | North Terrace | NT | NT02 | Benham | 01 | Basement | 0
NT02-02-Ground Floor | 02_Ground Floor | North Terrace | NT | NT02 | Benham | 02 | Ground Floor | 0
NT02-03-First Floor | 03_First Floor | North Terrace | NT | NT02 | Benham | 03 | First Floor | 0
NT02-04-Roof Level | 04_Roof Level | North Terrace | NT | NT02 | Benham | 04 | Roof Level | 0
NT03-01-Basement | 01_Basement | North Terrace | NT | NT03 | Darling West | 01 | Basement | 0
NT03-02-Ground Floor | 02_Ground Floor | North Terrace | NT | NT03 | Darling West | 02 | Ground Floor | 0
NT03-03-First Floor | 03_First Floor | North Terrace | NT | NT03 | Darling West | 03 | First Floor | 0
NT03-04-Second Floor | 04_Second Floor | North Terrace | NT | NT03 | Darling West | 04 | Second Floor | 0
NT03-05-Roof Plan | 05_Roof Plan | North Terrace | NT | NT03 | Darling West | 05 | Roof Plan | 0
NT04-01-Basement | 01_Basement | North Terrace | NT | NT04 | Bonython Hall | 01 | Basement | 0
NT04-02-Ground Floor | 02_Ground Floor | North Terrace | NT | NT04 | Bonython Hall | 02 | Ground Floor | 0
NT04-03-Gallery Level | 03_Gallery Level | North Terrace | NT | NT04 | Bonython Hall | 03 | Gallery Level | 0
NT04-04-Plant Level | 04_Plant Level | North Terrace | NT | NT04 | Bonython Hall | 04 | Plant Level | 0
NT05-01-Lower Ground | 01_Lower Ground | North Terrace | NT | NT05 | Badger | 01 | Lower Ground | 0
NT05-02-Ground Floor | 02_Ground Floor | North Terrace | NT | NT05 | Badger | 02 | Ground Floor | 0
NT05-03-First Floor | 03_First Floor | North Terrace | NT | NT05 | Badger | 03 | First Floor | 0
NT05-04-Second Floor | 04_Second Floor | North Terrace | NT | NT05 | Badger | 04 | Second Floor | 0
NT05-05-Third Floor | 05_Third Floor | North Terrace | NT | NT05 | Badger | 05 | Third Floor | 0
NT06-01-Basement | 01_Basement | North Terrace | NT | NT06 | Brailsford Robertson | 01 | Basement | 0
NT06-02-Ground Floor | 02_Ground Floor | North Terrace | NT | NT06 | Brailsford Robertson | 02 | Ground Floor | 0
NT06-03-First Floor | 03_First Floor | North Terrace | NT | NT06 | Brailsford Robertson | 03 | First Floor | 0
NT06-RF-Roof Level | RF_Roof Level | North Terrace | NT | NT06 | Brailsford Robertson | RF | Roof Level | 0
NT07-01-Level One | 01_Level One | North Terrace | NT | NT07 | Barr Smith Library | 01 | Level One | 0
NT07-02-Level Two | 02_Level Two | North Terrace | NT | NT07 | Barr Smith Library | 02 | Level Two | 0
NT07-03-Level Three | 03_Level Three | North Terrace | NT | NT07 | Barr Smith Library | 03 | Level Three | 0
NT07-04-Level Four | 04_Level Four | North Terrace | NT | NT07 | Barr Smith Library | 04 | Level Four | 0
NT07-05-Level Five | 05_Level Five | North Terrace | NT | NT07 | Barr Smith Library | 05 | Level Five | 0
NT08-GN-Ground Floor | GN_Ground Floor | North Terrace | NT | NT08 | Barr Smith Bicycle Storage | GN | Ground Floor | 0
NT09-01-Level Four | 01_Level Four | North Terrace | NT | NT09 | Old Classics Wing | 01 | Level Four | 0
NT09-02-Level Five | 02_Level Five | North Terrace | NT | NT09 | Old Classics Wing | 02 | Level Five | 0
NT09-03-Level Six | 03_Level Six | North Terrace | NT | NT09 | Old Classics Wing | 03 | Level Six | 0
NT09-04-Level Seven | 04_Level Seven | North Terrace | NT | NT09 | Old Classics Wing | 04 | Level Seven | 0
NT10-01-Basement | 01_Basement | North Terrace | NT | NT10 | Darling | 01 | Basement | 0
NT10-02-Ground Floor | 02_Ground Floor | North Terrace | NT | NT10 | Darling | 02 | Ground Floor | 0
NT10-03-First Floor | 03_First Floor | North Terrace | NT | NT10 | Darling | 03 | First Floor | 0
NT10-04-Second Floor | 04_Second Floor | North Terrace | NT | NT10 | Darling | 04 | Second Floor | 0
NT10-05-Roof | 05_Roof | North Terrace | NT | NT10 | Darling | 05 | Roof | 0
NT11-01-Gallery Level | 01_Gallery Level | North Terrace | NT | NT11 | Elder Hall | 01 | Gallery Level | 0
NT11-BA-Basement | BA_Basement | North Terrace | NT | NT11 | Elder Hall | BA | Basement | 0
NT11-GN-Ground Floor | GN_Ground Floor | North Terrace | NT | NT11 | Elder Hall | GN | Ground Floor | 0
NT11-LG-Lower Ground | LG_Lower Ground | North Terrace | NT | NT11 | Elder Hall | LG | Lower Ground | 0
NT12-01-First Floor | 01_First Floor | North Terrace | NT | NT12 | Engineering and Maths. Sciences | 01 | First Floor | 0
NT12-02-Second Floor | 02_Second Floor | North Terrace | NT | NT12 | Engineering and Maths. Sciences | 02 | Second Floor | 0
NT12-03-Third Floor | 03_Third Floor | North Terrace | NT | NT12 | Engineering and Maths. Sciences | 03 | Third Floor | 0
NT12-04-Fourth Floor | 04_Fourth Floor | North Terrace | NT | NT12 | Engineering and Maths. Sciences | 04 | Fourth Floor | 0
NT12-05-Roof Level | 05_Roof Level | North Terrace | NT | NT12 | Engineering and Maths. Sciences | 05 | Roof Level | 0
NT12-GN-Ground Floor | GN_Ground Floor | North Terrace | NT | NT12 | Engineering and Maths. Sciences | GN | Ground Floor | 0
NT13-01-Lower Ground | 01_Lower Ground | North Terrace | NT | NT13 | Engineering Annexe | 01 | Lower Ground | 0
NT13-02-Ground Floor | 02_Ground Floor | North Terrace | NT | NT13 | Engineering Annexe | 02 | Ground Floor | 0
NT13-03-First Floor | 03_First Floor | North Terrace | NT | NT13 | Engineering Annexe | 03 | First Floor | 0
NT13-04-Second Floor | 04_Second Floor | North Terrace | NT | NT13 | Engineering Annexe | 04 | Second Floor | 0
NT13-05-Third Floor | 05_Third Floor | North Terrace | NT | NT13 | Engineering Annexe | 05 | Third Floor | 0
NT13-06-Roof Level | 06_Roof Level | North Terrace | NT | NT13 | Engineering Annexe | 06 | Roof Level | 0
NT14-01-Lower Ground | 01_Lower Ground | North Terrace | NT | NT14 | Engineering North | 01 | Lower Ground | 0
NT14-02-Ground Floor | 02_Ground Floor | North Terrace | NT | NT14 | Engineering North | 02 | Ground Floor | 0
NT14-03-Mezzanine | 03_Mezzanine | North Terrace | NT | NT14 | Engineering North | 03 | Mezzanine | 0
NT14-04-First Floor | 04_First Floor | North Terrace | NT | NT14 | Engineering North | 04 | First Floor | 0
NT14-05-Second Floor | 05_Second Floor | North Terrace | NT | NT14 | Engineering North | 05 | Second Floor | 0
NT14-06-Third Floor | 06_Third Floor | North Terrace | NT | NT14 | Engineering North | 06 | Third Floor | 0
NT14-07-Roof Level | 07_Roof Level | North Terrace | NT | NT14 | Engineering North | 07 | Roof Level | 0
NT15-01-Ground Floor | 01_Ground Floor | North Terrace | NT | NT15 | Engineering South | 01 | Ground Floor | 0
NT15-02-Mezzanine | 02_Mezzanine | North Terrace | NT | NT15 | Engineering South | 02 | Mezzanine | 0
NT15-03-First Floor | 03_First Floor | North Terrace | NT | NT15 | Engineering South | 03 | First Floor | 0
NT15-04-Second Floor | 04_Second Floor | North Terrace | NT | NT15 | Engineering South | 04 | Second Floor | 0
NT15-05-Third Floor | 05_Third Floor | North Terrace | NT | NT15 | Engineering South | 05 | Third Floor | 0
NT15-06-Roof Plan | 06_Roof Plan | North Terrace | NT | NT15 | Engineering South | 06 | Roof Plan | 0
NT16-01-Basement | 01_Basement | North Terrace | NT | NT16 | Hartley | 01 | Basement | 0
NT16-02-Ground Floor | 02_Ground Floor | North Terrace | NT | NT16 | Hartley | 02 | Ground Floor | 0
NT16-03-First Floor | 03_First Floor | North Terrace | NT | NT16 | Hartley | 03 | First Floor | 0
NT16-04-Roof Level | 04_Roof Level | North Terrace | NT | NT16 | Hartley | 04 | Roof Level | 0
NT17-01-Level One | 01_Level One | North Terrace | NT | NT17 | Hughes | 01 | Level One | 0
NT17-02-Level Two | 02_Level Two | North Terrace | NT | NT17 | Hughes | 02 | Level Two | 0
NT17-03-Level Three | 03_Level Three | North Terrace | NT | NT17 | Hughes | 03 | Level Three | 0
NT17-04-Level Four | 04_Level Four | North Terrace | NT | NT17 | Hughes | 04 | Level Four | 0
NT17-05-Level Five | 05_Level Five | North Terrace | NT | NT17 | Hughes | 05 | Level Five | 0
NT17-06-Level Six | 06_Level Six | North Terrace | NT | NT17 | Hughes | 06 | Level Six | 0
NT17-07-Level Seven | 07_Level Seven | North Terrace | NT | NT17 | Hughes | 07 | Level Seven | 0
NT17-08-Level Eight | 08_Level Eight | North Terrace | NT | NT17 | Hughes | 08 | Level Eight | 0
NT17-09-Level Nine | 09_Level Nine | North Terrace | NT | NT17 | Hughes | 09 | Level Nine | 0
NT17-10-Level Ten | 10_Level Ten | North Terrace | NT | NT17 | Hughes | 10 | Level Ten | 0
NT18-01-Level One | 01_Level One | North Terrace | NT | NT18 | Horace Lamb | 01 | Level One | 0
NT18-02-Level Two | 02_Level Two | North Terrace | NT | NT18 | Horace Lamb | 02 | Level Two | 0
NT18-03-Level Three | 03_Level Three | North Terrace | NT | NT18 | Horace Lamb | 03 | Level Three | 0
NT18-04-Level Four | 04_Level Four | North Terrace | NT | NT18 | Horace Lamb | 04 | Level Four | 0
NT18-05-Roof Level | 05_Roof Level | North Terrace | NT | NT18 | Horace Lamb | 05 | Roof Level | 0
NT19-GN-Ground Floor | GN_Ground Floor | North Terrace | NT | NT19 | Horace Lamb Bicycle Shelter | GN | Ground Floor | 0
NT20-01-First Floor | 01_First Floor | North Terrace | NT | NT20 | The Braggs | 01 | First Floor | 0
NT20-02-Second Floor | 02_Second Floor | North Terrace | NT | NT20 | The Braggs | 02 | Second Floor | 0
NT20-03-Third Floor | 03_Third Floor | North Terrace | NT | NT20 | The Braggs | 03 | Third Floor | 0
NT20-04-Fourth Floor | 04_Fourth Floor | North Terrace | NT | NT20 | The Braggs | 04 | Fourth Floor | 0
NT20-05-Fifth Floor | 05_Fifth Floor | North Terrace | NT | NT20 | The Braggs | 05 | Fifth Floor | 0
NT20-06-Roof Level | 06_Roof Level | North Terrace | NT | NT20 | The Braggs | 06 | Roof Level | 0
NT20-BA-Basement | BA_Basement | North Terrace | NT | NT20 | The Braggs | BA | Basement | 0
NT20-GN-Ground Floor | GN_Ground Floor | North Terrace | NT | NT20 | The Braggs | GN | Ground Floor | 0
NT21-01-Level One | 01_Level One | North Terrace | NT | NT21 | Ingkarni Wardli | 01 | Level One | 0
NT21-02-Level Two | 02_Level Two | North Terrace | NT | NT21 | Ingkarni Wardli | 02 | Level Two | 0
NT21-03-Level Three | 03_Level Three | North Terrace | NT | NT21 | Ingkarni Wardli | 03 | Level Three | 0
NT21-04-Level Four | 04_Level Four | North Terrace | NT | NT21 | Ingkarni Wardli | 04 | Level Four | 0
NT21-05-Level Five | 05_Level Five | North Terrace | NT | NT21 | Ingkarni Wardli | 05 | Level Five | 0
NT21-06-Level Six | 06_Level Six | North Terrace | NT | NT21 | Ingkarni Wardli | 06 | Level Six | 0
NT21-07-Level Seven | 07_Level Seven | North Terrace | NT | NT21 | Ingkarni Wardli | 07 | Level Seven | 0
NT21-08-Level Eight | 08_Level Eight | North Terrace | NT | NT21 | Ingkarni Wardli | 08 | Level Eight | 0
NT21-BA-Basement | BA_Basement | North Terrace | NT | NT21 | Ingkarni Wardli | BA | Basement | 0
NT21-GN-Ground Floor | GN_Ground Floor | North Terrace | NT | NT21 | Ingkarni Wardli | GN | Ground Floor | 0
NT22-01-Basement | 01_Basement | North Terrace | NT | NT22 | Johnson | 01 | Basement | 0
NT22-02-Ground Floor | 02_Ground Floor | North Terrace | NT | NT22 | Johnson | 02 | Ground Floor | 0
NT22-03-First Floor | 03_First Floor | North Terrace | NT | NT22 | Johnson | 03 | First Floor | 0
NT22-04-Roof Level | 04_Roof Level | North Terrace | NT | NT22 | Johnson | 04 | Roof Level | 0
NT23-01-Basement | 01_Basement | North Terrace | NT | NT23 | Jordan | 01 | Basement | 0
NT23-02-Ground Floor | 02_Ground Floor | North Terrace | NT | NT23 | Jordan | 02 | Ground Floor | 0
NT23-03-First Floor | 03_First Floor | North Terrace | NT | NT23 | Jordan | 03 | First Floor | 0
NT23-04-Second Floor | 04_Second Floor | North Terrace | NT | NT23 | Jordan | 04 | Second Floor | 0
NT23-05-Third Floor | 05_Third Floor | North Terrace | NT | NT23 | Jordan | 05 | Third Floor | 0
NT23-06-Fourth Floor | 06_Fourth Floor | North Terrace | NT | NT23 | Jordan | 06 | Fourth Floor | 0
NT23-07-Fifth Floor | 07_Fifth Floor | North Terrace | NT | NT23 | Jordan | 07 | Fifth Floor | 0
NT23-08-Roof Level | 08_Roof Level | North Terrace | NT | NT23 | Jordan | 08 | Roof Level | 0
NT23-09-Machine Room Level | 09_Machine Room Level | North Terrace | NT | NT23 | Jordan | 09 | Machine Room Level | 0
NT24-01-Basement | 01_Basement | North Terrace | NT | NT24 | CSIRO Kintore Ave. | 01 | Basement | 0
NT24-02-Mezzanine | 02_Mezzanine | North Terrace | NT | NT24 | CSIRO Kintore Ave. | 02 | Mezzanine | 0
NT24-03-Ground Floor | 03_Ground Floor | North Terrace | NT | NT24 | CSIRO Kintore Ave. | 03 | Ground Floor | 0
NT24-04-First Floor | 04_First Floor | North Terrace | NT | NT24 | CSIRO Kintore Ave. | 04 | First Floor | 0
NT24-05-Second Floor | 05_Second Floor | North Terrace | NT | NT24 | CSIRO Kintore Ave. | 05 | Second Floor | 0
NT24-06-Third Floor | 06_Third Floor | North Terrace | NT | NT24 | CSIRO Kintore Ave. | 06 | Third Floor | 0
NT24-RF-Roof | RF_Roof | North Terrace | NT | NT24 | CSIRO Kintore Ave. | RF | Roof | 0
NT25-01-Level Four | 01_Level Four | North Terrace | NT | NT25 | Kenneth Wills | 01 | Level Four | 0
NT25-02-Level Five | 02_Level Five | North Terrace | NT | NT25 | Kenneth Wills | 02 | Level Five | 0
NT25-03-Level Six | 03_Level Six | North Terrace | NT | NT25 | Kenneth Wills | 03 | Level Six | 0
NT25-04-Level Seven | 04_Level Seven | North Terrace | NT | NT25 | Kenneth Wills | 04 | Level Seven | 0
NT25-05-Roof | 05_Roof | North Terrace | NT | NT25 | Kenneth Wills | 05 | Roof | 0
NT26-01-Lower Ground | 01_Lower Ground | North Terrace | NT | NT26 | Ligertwood | 01 | Lower Ground | 0
NT26-02-Ground Floor | 02_Ground Floor | North Terrace | NT | NT26 | Ligertwood | 02 | Ground Floor | 0
NT26-03-First Floor | 03_First Floor | North Terrace | NT | NT26 | Ligertwood | 03 | First Floor | 0
NT26-04-Second Floor | 04_Second Floor | North Terrace | NT | NT26 | Ligertwood | 04 | Second Floor | 0
NT26-05-Third Floor | 05_Third Floor | North Terrace | NT | NT26 | Ligertwood | 05 | Third Floor | 0
NT26-06-Fourth Floor | 06_Fourth Floor | North Terrace | NT | NT26 | Ligertwood | 06 | Fourth Floor | 0
NT26-07-Fifth Floor | 07_Fifth Floor | North Terrace | NT | NT26 | Ligertwood | 07 | Fifth Floor | 0
NT26-08-Plant Room Level | 08_Plant Room Level | North Terrace | NT | NT26 | Ligertwood | 08 | Plant Room Level | 0
NT26-09-Lift Motor Room Level | 09_Lift Motor Room Level | North Terrace | NT | NT26 | Ligertwood | 09 | Lift Motor Room Level | 0
NT27-01-First Floor | 01_First Floor | North Terrace | NT | NT27 | Molecular Life Sciences | 01 | First Floor | 0
NT27-02-Second Floor | 02_Second Floor | North Terrace | NT | NT27 | Molecular Life Sciences | 02 | Second Floor | 0
NT27-03-Third Floor | 03_Third Floor | North Terrace | NT | NT27 | Molecular Life Sciences | 03 | Third Floor | 0
NT27-04-Fourth Floor | 04_Fourth Floor | North Terrace | NT | NT27 | Molecular Life Sciences | 04 | Fourth Floor | 0
NT27-05-Fifth Floor | 05_Fifth Floor | North Terrace | NT | NT27 | Molecular Life Sciences | 05 | Fifth Floor | 0
NT27-06-Roof Level | 06_Roof Level | North Terrace | NT | NT27 | Molecular Life Sciences | 06 | Roof Level | 0
NT27-GN-Ground Floor | GN_Ground Floor | North Terrace | NT | NT27 | Molecular Life Sciences | GN | Ground Floor | 0
NT28-01-Basement | 01_Basement | North Terrace | NT | NT28 | Mitchell | 01 | Basement | 0
NT28-02-Ground Floor | 02_Ground Floor | North Terrace | NT | NT28 | Mitchell | 02 | Ground Floor | 0
NT28-03-First Floor | 03_First Floor | North Terrace | NT | NT28 | Mitchell | 03 | First Floor | 0
NT28-04-First Floor Mezzanine | 04_First Floor Mezzanine | North Terrace | NT | NT28 | Mitchell | 04 | First Floor Mezzanine | 0
NT28-05-Roof | 05_Roof | North Terrace | NT | NT28 | Mitchell | 05 | Roof | 0
NT29-01-Basement | 01_Basement | North Terrace | NT | NT29 | Mawson | 01 | Basement | 0
NT29-02-Ground Floor | 02_Ground Floor | North Terrace | NT | NT29 | Mawson | 02 | Ground Floor | 0
NT29-03-First Floor | 03_First Floor | North Terrace | NT | NT29 | Mawson | 03 | First Floor | 0
NT29-04-Second Floor | 04_Second Floor | North Terrace | NT | NT29 | Mawson | 04 | Second Floor | 0
NT29-05-Roof Level | 05_Roof Level | North Terrace | NT | NT29 | Mawson | 05 | Roof Level | 0
NT30-01-Basement | 01_Basement | North Terrace | NT | NT30 | Helen Mayo North | 01 | Basement | 0
NT30-02-Ground Floor | 02_Ground Floor | North Terrace | NT | NT30 | Helen Mayo North | 02 | Ground Floor | 0
NT30-03-First Floor | 03_First Floor | North Terrace | NT | NT30 | Helen Mayo North | 03 | First Floor | 0
NT30-04-Second Floor | 04_Second Floor | North Terrace | NT | NT30 | Helen Mayo North | 04 | Second Floor | 0
NT30-05-Third Floor | 05_Third Floor | North Terrace | NT | NT30 | Helen Mayo North | 05 | Third Floor | 0
NT30-06-Fourth Floor | 06_Fourth Floor | North Terrace | NT | NT30 | Helen Mayo North | 06 | Fourth Floor | 0
NT30-07-Fifth Floor | 07_Fifth Floor | North Terrace | NT | NT30 | Helen Mayo North | 07 | Fifth Floor | 0
NT30-08-Sixth Floor | 08_Sixth Floor | North Terrace | NT | NT30 | Helen Mayo North | 08 | Sixth Floor | 0
NT30-09-Plant Room Level | 09_Plant Room Level | North Terrace | NT | NT30 | Helen Mayo North | 09 | Plant Room Level | 0
NT31-01-Basement | 01_Basement | North Terrace | NT | NT31 | Helen Mayo South | 01 | Basement | 0
NT31-02-Ground Floor | 02_Ground Floor | North Terrace | NT | NT31 | Helen Mayo South | 02 | Ground Floor | 0
NT31-03-First Floor | 03_First Floor | North Terrace | NT | NT31 | Helen Mayo South | 03 | First Floor | 0
NT31-04-Second Floor | 04_Second Floor | North Terrace | NT | NT31 | Helen Mayo South | 04 | Second Floor | 0
NT31-05-Third Floor | 05_Third Floor | North Terrace | NT | NT31 | Helen Mayo South | 05 | Third Floor | 0
NT31-06-Fourth Floor | 06_Fourth Floor | North Terrace | NT | NT31 | Helen Mayo South | 06 | Fourth Floor | 0
NT31-07-Fifth Floor | 07_Fifth Floor | North Terrace | NT | NT31 | Helen Mayo South | 07 | Fifth Floor | 0
NT31-08-Sixth Floor | 08_Sixth Floor | North Terrace | NT | NT31 | Helen Mayo South | 08 | Sixth Floor | 0
NT31-09-Roof Level | 09_Roof Level | North Terrace | NT | NT31 | Helen Mayo South | 09 | Roof Level | 0
NT32-01-Basement | 01_Basement | North Terrace | NT | NT32 | Madley | 01 | Basement | 0
NT32-02-Ground Floor | 02_Ground Floor | North Terrace | NT | NT32 | Madley | 02 | Ground Floor | 0
NT32-03-Roof Plan | 03_Roof Plan | North Terrace | NT | NT32 | Madley | 03 | Roof Plan | 0
NT33-01-Lower Ground | 01_Lower Ground | North Terrace | NT | NT33 | Napier | 01 | Lower Ground | 0
NT33-02-Ground Floor | 02_Ground Floor | North Terrace | NT | NT33 | Napier | 02 | Ground Floor | 0
NT33-03-First Floor | 03_First Floor | North Terrace | NT | NT33 | Napier | 03 | First Floor | 0
NT33-04-Second Floor | 04_Second Floor | North Terrace | NT | NT33 | Napier | 04 | Second Floor | 0
NT33-05-Third Floor | 05_Third Floor | North Terrace | NT | NT33 | Napier | 05 | Third Floor | 0
NT33-06-Fourth Floor | 06_Fourth Floor | North Terrace | NT | NT33 | Napier | 06 | Fourth Floor | 0
NT33-07-Fifth Floor | 07_Fifth Floor | North Terrace | NT | NT33 | Napier | 07 | Fifth Floor | 0
NT33-08-Sixth Floor | 08_Sixth Floor | North Terrace | NT | NT33 | Napier | 08 | Sixth Floor | 0
NT33-09-Seventh Floor | 09_Seventh Floor | North Terrace | NT | NT33 | Napier | 09 | Seventh Floor | 0
NT33-10-Eighth Floor | 10_Eighth Floor | North Terrace | NT | NT33 | Napier | 10 | Eighth Floor | 0
NT33-11-Ninth Floor | 11_Ninth Floor | North Terrace | NT | NT33 | Napier | 11 | Ninth Floor | 0
NT33-12-Tenth Floor | 12_Tenth Floor | North Terrace | NT | NT33 | Napier | 12 | Tenth Floor | 0
NT33-13-Eleventh Floor | 13_Eleventh Floor | North Terrace | NT | NT33 | Napier | 13 | Eleventh Floor | 0
NT33-LR-Lower Roof | LR_Lower Roof | North Terrace | NT | NT33 | Napier | LR | Lower Roof | 0
NT34-LG-Lower Ground | LG_Lower Ground | North Terrace | NT | NT34 | Nitrogen Store | LG | Lower Ground | 0
NT35-01-Basement | 01_Basement | North Terrace | NT | NT35 | Observatory | 01 | Basement | 0
NT35-02-Ground Floor | 02_Ground Floor | North Terrace | NT | NT35 | Observatory | 02 | Ground Floor | 0
NT35-03-First Floor | 03_First Floor | North Terrace | NT | NT35 | Observatory | 03 | First Floor | 0
NT35-04-Roof Level | 04_Roof Level | North Terrace | NT | NT35 | Observatory | 04 | Roof Level | 0
NT36-01-Ground Floor | 01_Ground Floor | North Terrace | NT | NT36 | Oliphant | 01 | Ground Floor | 0
NT36-02-First Floor | 02_First Floor | North Terrace | NT | NT36 | Oliphant | 02 | First Floor | 0
NT36-03-Second Floor | 03_Second Floor | North Terrace | NT | NT36 | Oliphant | 03 | Second Floor | 0
NT36-04-Third Floor | 04_Third Floor | North Terrace | NT | NT36 | Oliphant | 04 | Third Floor | 0
NT36-05-Fourth Floor | 05_Fourth Floor | North Terrace | NT | NT36 | Oliphant | 05 | Fourth Floor | 0
NT36-06-Fifth Floor | 06_Fifth Floor | North Terrace | NT | NT36 | Oliphant | 06 | Fifth Floor | 0
NT36-07-Roof Level | 07_Roof Level | North Terrace | NT | NT36 | Oliphant | 07 | Roof Level | 0
NT37-01-Basement | 01_Basement | North Terrace | NT | NT37 | Physics | 01 | Basement | 0
NT37-02-Ground Floor | 02_Ground Floor | North Terrace | NT | NT37 | Physics | 02 | Ground Floor | 0
NT37-03-First Floor | 03_First Floor | North Terrace | NT | NT37 | Physics | 03 | First Floor | 0
NT37-04-Roof - Observation | 04_Roof - Observation | North Terrace | NT | NT37 | Physics | 04 | Roof - Observation | 0
NT38-GN-Ground Floor | GN_Ground Floor | North Terrace | NT | NT38 | CSIRO Plant Enclosure | GN | Ground Floor | 0
NT39-01-Level One | 01_Level One | North Terrace | NT | NT39 | Barr Smith South | 01 | Level One | 0
NT39-02-Level Two | 02_Level Two | North Terrace | NT | NT39 | Barr Smith South | 02 | Level Two | 0
NT39-03-Level Three | 03_Level Three | North Terrace | NT | NT39 | Barr Smith South | 03 | Level Three | 0
NT39-04-Level Four | 04_Level Four | North Terrace | NT | NT39 | Barr Smith South | 04 | Level Four | 0
NT39-05-Level Five | 05_Level Five | North Terrace | NT | NT39 | Barr Smith South | 05 | Level Five | 0
NT39-06-Level Six | 06_Level Six | North Terrace | NT | NT39 | Barr Smith South | 06 | Level Six | 0
NT41-01-First Floor | 01_First Floor | North Terrace | NT | NT41 | Santos | 01 | First Floor | 0
NT41-02-Second Floor | 02_Second Floor | North Terrace | NT | NT41 | Santos | 02 | Second Floor | 0
NT41-03-Third Floor | 03_Third Floor | North Terrace | NT | NT41 | Santos | 03 | Third Floor | 0
NT41-04-Fourth Floor | 04_Fourth Floor | North Terrace | NT | NT41 | Santos | 04 | Fourth Floor | 0
NT41-05-Roof Level | 05_Roof Level | North Terrace | NT | NT41 | Santos | 05 | Roof Level | 0
NT41-06-Platform Level | 06_Platform Level | North Terrace | NT | NT41 | Santos | 06 | Platform Level | 0
NT41-GN-Ground Floor | GN_Ground Floor | North Terrace | NT | NT41 | Santos | GN | Ground Floor | 0
NT42-01-First Floor | 01_First Floor | North Terrace | NT | NT42 | Schulz | 01 | First Floor | 0
NT42-02-Second Floor | 02_Second Floor | North Terrace | NT | NT42 | Schulz | 02 | Second Floor | 0
NT42-03-Third Floor | 03_Third Floor | North Terrace | NT | NT42 | Schulz | 03 | Third Floor | 0
NT42-04-Fourth Floor | 04_Fourth Floor | North Terrace | NT | NT42 | Schulz | 04 | Fourth Floor | 0
NT42-05-Fifth Floor | 05_Fifth Floor | North Terrace | NT | NT42 | Schulz | 05 | Fifth Floor | 0
NT42-06-Sixth Floor | 06_Sixth Floor | North Terrace | NT | NT42 | Schulz | 06 | Sixth Floor | 0
NT42-07-Seventh Floor | 07_Seventh Floor | North Terrace | NT | NT42 | Schulz | 07 | Seventh Floor | 0
NT42-08-Eighth Floor | 08_Eighth Floor | North Terrace | NT | NT42 | Schulz | 08 | Eighth Floor | 0
NT42-09-Ninth Floor | 09_Ninth Floor | North Terrace | NT | NT42 | Schulz | 09 | Ninth Floor | 0
NT42-10-Tenth Floor | 10_Tenth Floor | North Terrace | NT | NT42 | Schulz | 10 | Tenth Floor | 0
NT42-11-Eleventh Floor | 11_Eleventh Floor | North Terrace | NT | NT42 | Schulz | 11 | Eleventh Floor | 0
NT42-12-Twelfth Floor | 12_Twelfth Floor | North Terrace | NT | NT42 | Schulz | 12 | Twelfth Floor | 0
NT42-13-Motor Room Level | 13_Motor Room Level | North Terrace | NT | NT42 | Schulz | 13 | Motor Room Level | 0
NT42-14-Roof Level | 14_Roof Level | North Terrace | NT | NT42 | Schulz | 14 | Roof Level | 0
NT42-BA-Basement | BA_Basement | North Terrace | NT | NT42 | Schulz | BA | Basement | 0
NT42-GN-12 | GN_12 | North Terrace | NT | NT42 | Schulz | GN | 12 | 0
NT44-01-Stage Tower and Gallery | 01_Stage Tower and Gallery | North Terrace | NT | NT44 | Scott Theatre | 01 | Stage Tower and Gallery | 0
NT44-02-Auditorium Roof Space | 02_Auditorium Roof Space | North Terrace | NT | NT44 | Scott Theatre | 02 | Auditorium Roof Space | 0
NT44-03-Stage Tower Grid | 03_Stage Tower Grid | North Terrace | NT | NT44 | Scott Theatre | 03 | Stage Tower Grid | 0
NT44-BA-Basement | BA_Basement | North Terrace | NT | NT44 | Scott Theatre | BA | Basement | 0
NT44-GN-Ground Floor | GN_Ground Floor | North Terrace | NT | NT44 | Scott Theatre | GN | Ground Floor | 0
NT44-RF-Roof | RF_Roof | North Terrace | NT | NT44 | Scott Theatre | RF | Roof | 0
NT45-01-Basement | 01_Basement | North Terrace | NT | NT45 | Underground Car Park | 01 | Basement | 0
NT45-02-Ground Floor | 02_Ground Floor | North Terrace | NT | NT45 | Underground Car Park | 02 | Ground Floor | 0
NT46-01-Level One | 01_Level One | North Terrace | NT | NT46 | Union House | 01 | Level One | 0
NT46-02-Level Two | 02_Level Two | North Terrace | NT | NT46 | Union House | 02 | Level Two | 0
NT46-03-Level Three | 03_Level Three | North Terrace | NT | NT46 | Union House | 03 | Level Three | 0
NT46-04-Level Four | 04_Level Four | North Terrace | NT | NT46 | Union House | 04 | Level Four | 0
NT46-05-Level Five | 05_Level Five | North Terrace | NT | NT46 | Union House | 05 | Level Five | 0
NT46-06-Level Six | 06_Level Six | North Terrace | NT | NT46 | Union House | 06 | Level Six | 0
NT46-07-Level Seven | 07_Level Seven | North Terrace | NT | NT46 | Union House | 07 | Level Seven | 0
NT47-01-Ground Floor | 01_Ground Floor | North Terrace | NT | NT47 | Workshop | 01 | Ground Floor | 0
NT47-02-First Floor | 02_First Floor | North Terrace | NT | NT47 | Workshop | 02 | First Floor | 0
NT48-01-First Floor | 01_First Floor | North Terrace | NT | NT48 | 30 Charles Street - Central Plaza | 01 | First Floor | 0
NT48-02-Second Floor | 02_Second Floor | North Terrace | NT | NT48 | 30 Charles Street - Central Plaza | 02 | Second Floor | 0
NT49-04-Fourth Floor | 04_Fourth Floor | North Terrace | NT | NT49 | 104 Frome Street | 04 | Fourth Floor | 0
NT49-GN-Ground Floor | GN_Ground Floor | North Terrace | NT | NT49 | 104 Frome Street | GN | Ground Floor | 0
NT51-01-First Floor | 01_First Floor | North Terrace | NT | NT51 | 122 Frome Street | 01 | First Floor | 0
NT51-02-Second Floor | 02_Second Floor | North Terrace | NT | NT51 | 122 Frome Street | 02 | Second Floor | 0
NT51-03-Third Floor | 03_Third Floor | North Terrace | NT | NT51 | 122 Frome Street | 03 | Third Floor | 0
NT51-GN-Ground Floor | GN_Ground Floor | North Terrace | NT | NT51 | 122 Frome Street | GN | Ground Floor | 0
NT51-UC-Undercroft | UC_Undercroft | North Terrace | NT | NT51 | 122 Frome Street | UC | Undercroft | 0
NT55-01-First Floor | 01_First Floor | North Terrace | NT | NT55 | 115 Grenfell St - Wyatt House | 01 | First Floor | 0
NT55-06-Sixth Floor | 06_Sixth Floor | North Terrace | NT | NT55 | 115 Grenfell St - Wyatt House | 06 | Sixth Floor | 0
NT55-07-Seventh Floor | 07_Seventh Floor | North Terrace | NT | NT55 | 115 Grenfell St - Wyatt House | 07 | Seventh Floor | 0
NT55-08-Eighth Floor | 08_Eighth Floor | North Terrace | NT | NT55 | 115 Grenfell St - Wyatt House | 08 | Eighth Floor | 0
NT55-09-Ninth Floor | 09_Ninth Floor | North Terrace | NT | NT55 | 115 Grenfell St - Wyatt House | 09 | Ninth Floor | 0
NT55-11-Eleventh Floor | 11_Eleventh Floor | North Terrace | NT | NT55 | 115 Grenfell St - Wyatt House | 11 | Eleventh Floor | 0
NT55-14-Fourteenth Floor | 14_Fourteenth Floor | North Terrace | NT | NT55 | 115 Grenfell St - Wyatt House | 14 | Fourteenth Floor | 0
NT56-07-Level Seven | 07_Level Seven | North Terrace | NT | NT56 | 178 North Terrace - Terrace Towers | 07 | Level Seven | 0
NT56-11-Level Eleven | 11_Level Eleven | North Terrace | NT | NT56 | 178 North Terrace - Terrace Towers | 11 | Level Eleven | 0
NT61-01-Ground Floor | 01_Ground Floor | North Terrace | NT | NT61 | 245 North Terrace - Kevin Marjoribanks | 01 | Ground Floor | 0
NT61-02-First Floor | 02_First Floor | North Terrace | NT | NT61 | 245 North Terrace - Kevin Marjoribanks | 02 | First Floor | 0
NT61-03-Roof | 03_Roof | North Terrace | NT | NT61 | 245 North Terrace - Kevin Marjoribanks | 03 | Roof | 0
NT62-01-Ground Floor | 01_Ground Floor | North Terrace | NT | NT62 | 250 North Terrace | 01 | Ground Floor | 0
NT62-02-First Floor | 02_First Floor | North Terrace | NT | NT62 | 250 North Terrace | 02 | First Floor | 0
NT62-03-Roof Level | 03_Roof Level | North Terrace | NT | NT62 | 250 North Terrace | 03 | Roof Level | 0
NT63-01-Roof Level | 01_Roof Level | North Terrace | NT | NT63 | 251 North Terrace - Car Park Station | 01 | Roof Level | 0
NT63-GN-Ground Floor | GN_Ground Floor | North Terrace | NT | NT63 | 251 North Terrace - Car Park Station | GN | Ground Floor | 0
NT63-LA-Landing A | LA_Landing A | North Terrace | NT | NT63 | 251 North Terrace - Car Park Station | LA | Landing A | 0
NT63-LB-Level B | LB_Level B | North Terrace | NT | NT63 | 251 North Terrace - Car Park Station | LB | Level B | 0
NT63-LC-Landing C | LC_Landing C | North Terrace | NT | NT63 | 251 North Terrace - Car Park Station | LC | Landing C | 0
NT64-01-First Floor | 01_First Floor | North Terrace | NT | NT64 | 254 North Terrace - Masonic Hall | 01 | First Floor | 0
NT64-02-Second Floor | 02_Second Floor | North Terrace | NT | NT64 | 254 North Terrace - Masonic Hall | 02 | Second Floor | 0
NT64-BA-Basement | BA_Basement | North Terrace | NT | NT64 | 254 North Terrace - Masonic Hall | BA | Basement | 0
NT64-GN-Ground Floor | GN_Ground Floor | North Terrace | NT | NT64 | 254 North Terrace - Masonic Hall | GN | Ground Floor | 0
NT66-LB-Lower Basement | LB_Lower Basement | North Terrace | NT | NT66 | 10 Pulteney Street - Car Park | LB | Lower Basement | 0
NT66-UB-Upper Basement | UB_Upper Basement | North Terrace | NT | NT66 | 10 Pulteney Street - Car Park | UB | Upper Basement | 0
NT67-01-Ground Floor | 01_Ground Floor | North Terrace | NT | NT67 | 10 Pulteney Street - Nexus 10 Tower | 01 | Ground Floor | 0
NT67-02-First Floor | 02_First Floor | North Terrace | NT | NT67 | 10 Pulteney Street - Nexus 10 Tower | 02 | First Floor | 0
NT67-03-Second Floor | 03_Second Floor | North Terrace | NT | NT67 | 10 Pulteney Street - Nexus 10 Tower | 03 | Second Floor | 0
NT67-04-Third Floor | 04_Third Floor | North Terrace | NT | NT67 | 10 Pulteney Street - Nexus 10 Tower | 04 | Third Floor | 0
NT67-05-Fourth Floor | 05_Fourth Floor | North Terrace | NT | NT67 | 10 Pulteney Street - Nexus 10 Tower | 05 | Fourth Floor | 0
NT67-06-Fifth Floor | 06_Fifth Floor | North Terrace | NT | NT67 | 10 Pulteney Street - Nexus 10 Tower | 06 | Fifth Floor | 0
NT67-07-Sixth Floor | 07_Sixth Floor | North Terrace | NT | NT67 | 10 Pulteney Street - Nexus 10 Tower | 07 | Sixth Floor | 0
NT67-08-Seventh Floor | 08_Seventh Floor | North Terrace | NT | NT67 | 10 Pulteney Street - Nexus 10 Tower | 08 | Seventh Floor | 0
NT67-09-Eighth Floor | 09_Eighth Floor | North Terrace | NT | NT67 | 10 Pulteney Street - Nexus 10 Tower | 09 | Eighth Floor | 0
NT67-10-Ninth Floor | 10_Ninth Floor | North Terrace | NT | NT67 | 10 Pulteney Street - Nexus 10 Tower | 10 | Ninth Floor | 0
NT67-11-Tenth Floor | 11_Tenth Floor | North Terrace | NT | NT67 | 10 Pulteney Street - Nexus 10 Tower | 11 | Tenth Floor | 0
NT67-12-Eleventh Floor | 12_Eleventh Floor | North Terrace | NT | NT67 | 10 Pulteney Street - Nexus 10 Tower | 12 | Eleventh Floor | 0
NT67-13-Twelfth Floor | 13_Twelfth Floor | North Terrace | NT | NT67 | 10 Pulteney Street - Nexus 10 Tower | 13 | Twelfth Floor | 0
NT67-14-Thirteenth Floor | 14_Thirteenth Floor | North Terrace | NT | NT67 | 10 Pulteney Street - Nexus 10 Tower | 14 | Thirteenth Floor | 0
NT67-15-Fourteenth Floor | 15_Fourteenth Floor | North Terrace | NT | NT67 | 10 Pulteney Street - Nexus 10 Tower | 15 | Fourteenth Floor | 0
NT67-16-Roof Level | 16_Roof Level | North Terrace | NT | NT67 | 10 Pulteney Street - Nexus 10 Tower | 16 | Roof Level | 0
NT70-01-First Floor | 01_First Floor | North Terrace | NT | NT70 | 49 Gawler Place - Odd Fellows | 01 | First Floor | 0
NT72-03-Level Three | 03_Level Three | North Terrace | NT | NT72 | 44-60 Rundle Mall - Rundle Mall Plaza | 03 | Level Three | 0
NT72-04-Level Four | 04_Level Four | North Terrace | NT | NT72 | 44-60 Rundle Mall - Rundle Mall Plaza | 04 | Level Four | 0
NW01-01-Ground Floor | 01_Ground Floor | National Wine Centre | NW | NW01 | Industry House | 01 | Ground Floor | 0
NW01-02-First Floor | 02_First Floor | National Wine Centre | NW | NW01 | Industry House | 02 | First Floor | 0
NW02-00-Level 00 | 00_Level 00 | National Wine Centre | NW | NW02 | National Wine Centre | 00 | Level 00 | 0
NW02-01-Level 01 | 01_Level 01 | National Wine Centre | NW | NW02 | National Wine Centre | 01 | Level 01 | 0
NW02-02-Level 02 | 02_Level 02 | National Wine Centre | NW | NW02 | National Wine Centre | 02 | Level 02 | 0
NW02-03-Level 03 | 03_Level 03 | National Wine Centre | NW | NW02 | National Wine Centre | 03 | Level 03 | 0
NW03-GN-Ground Floor | GN_Ground Floor | National Wine Centre | NW | NW03 | The Stables | GN | Ground Floor | 0
NW04-01-First Floor | 01_First Floor | National Wine Centre | NW | NW04 | Yarrabee House | 01 | First Floor | 0
NW04-BA-Basement | BA_Basement | National Wine Centre | NW | NW04 | Yarrabee House | BA | Basement | 0
NW04-GN-Ground Floor | GN_Ground Floor | National Wine Centre | NW | NW04 | Yarrabee House | GN | Ground Floor | 0
NW05-GN-Ground | GN_Ground | National Wine Centre | NW | NW05 | National Wine Centre - Glasshouse | GN | Ground | 0
PA01-GN-Ground Floor | GN_Ground Floor | Port Augusta | PA | PA01 | Port Augusta Learning Centre | GN | Ground Floor | 0
PA03-GN-Ground Floor | GN_Ground Floor | Port Augusta | PA | PA03 | Port Augusta Res-BarrySt82 | GN | Ground Floor | 0
PA04-GN-Ground Floor | GN_Ground Floor | Port Augusta | PA | PA04 | Port Augusta Res-BarrySt84 | GN | Ground Floor | 0
PA05-GN-Ground Floor | GN_Ground Floor | Port Augusta | PA | PA05 | Port Augusta Res-BarrySt88 | GN | Ground Floor | 0
PF01-01-Ground Floor | 01_Ground Floor | Playford | PF | PF01 | Playford GP Super Clinic | 01 | Ground Floor | 0
PF01-RF-Roof Level | RF_Roof Level | Playford | PF | PF01 | Playford GP Super Clinic | RF | Roof Level | 0
PF02-01-First Floor | 01_First Floor | Playford | PF | PF02 | Clinical Teaching Playford | 01 | First Floor | 0
PF02-GN-Ground Floor | GN_Ground Floor | Playford | PF | PF02 | Clinical Teaching Playford | GN | Ground Floor | 0
PF02-RF-Roof Level | RF_Roof Level | Playford | PF | PF02 | Clinical Teaching Playford | RF | Roof Level | 0
PL01-GN-Ground Floor | GN_Ground Floor | Port Lincoln | PL | PL01 | Port Lincoln Centre | GN | Ground Floor | 0
PL02-GN-Ground Floor | GN_Ground Floor | Port Lincoln | PL | PL02 | Port Lincoln Residential 1 | GN | Ground Floor | 0
PL03-GN-Ground Floor | GN_Ground Floor | Port Lincoln | PL | PL03 | Port Lincoln Residential 3 | GN | Ground Floor | 0
PL04-GN-Ground Floor | GN_Ground Floor | Port Lincoln | PL | PL04 | Port Lincoln Residential 2 | GN | Ground Floor | 0
PP01-GN-Ground Floor | GN_Ground Floor | Port Pirie | PP | PP01 | Port Pirie Hospital | GN | Ground Floor | 0
PR01-01-Ground Floor | 01_Ground Floor | Paradise Resthaven | PR | PR01 | Paradise Resthaven | 01 | Ground Floor | 0
QE01-01-Ground Floor | 01_Ground Floor | Queen Elizabeth Hospital | QE | QE01 | Animal House | 01 | Ground Floor | 0
QE01-02-First Floor | 02_First Floor | Queen Elizabeth Hospital | QE | QE01 | Animal House | 02 | First Floor | 0
QE03-01-First Floor | 01_First Floor | Queen Elizabeth Hospital | QE | QE03 | Institute Building | 01 | First Floor | 0
QE03-02-Second Floor | 02_Second Floor | Queen Elizabeth Hospital | QE | QE03 | Institute Building | 02 | Second Floor | 0
QE03-GN-Ground Floor | GN_Ground Floor | Queen Elizabeth Hospital | QE | QE03 | Institute Building | GN | Ground Floor | 0
QE04-2D-Ward 2D | 2D_Ward 2D | Queen Elizabeth Hospital | QE | QE04 | Main Building | 2D | Ward 2D | 0
QE04-3D-Ward 3D | 3D_Ward 3D | Queen Elizabeth Hospital | QE | QE04 | Main Building | 3D | Ward 3D | 0
QE04-5B-Ward 5B | 5B_Ward 5B | Queen Elizabeth Hospital | QE | QE04 | Main Building | 5B | Ward 5B | 0
QE04-6A-Ward 6A | 6A_Ward 6A | Queen Elizabeth Hospital | QE | QE04 | Main Building | 6A | Ward 6A | 0
QE05-01-First Floor | 01_First Floor | Queen Elizabeth Hospital | QE | QE05 | Maternity Building | 01 | First Floor | 0
RA01-04-Fourth Floor | 04_Fourth Floor | Lot 14 | RA | RA01 | Bice Building | 04 | Fourth Floor | 0
RA01-06-Sixth Floor | 06_Sixth Floor | Lot 14 | RA | RA01 | Bice Building | 06 | Sixth Floor | 0
RA01-07-Seventh Floor | 07_Seventh Floor | Lot 14 | RA | RA01 | Bice Building | 07 | Seventh Floor | 0
RA03-01-Level One | 01_Level One | Lot 14 | RA | RA03 | Eleanor Harrald | 01 | Level One | 0
RA03-03-Level Three | 03_Level Three | Lot 14 | RA | RA03 | Eleanor Harrald | 03 | Level Three | 0
RA03-04-Level Four | 04_Level Four | Lot 14 | RA | RA03 | Eleanor Harrald | 04 | Level Four | 0
RA03-05-Level Five | 05_Level Five | Lot 14 | RA | RA03 | Eleanor Harrald | 05 | Level Five | 0
RA03-06-Level Six | 06_Level Six | Lot 14 | RA | RA03 | Eleanor Harrald | 06 | Level Six | 0
RA04-02-Level Two | 02_Level Two | Lot 14 | RA | RA04 | Hanson Institute Building | 02 | Level Two | 0
RA04-03-Level Three | 03_Level Three | Lot 14 | RA | RA04 | Hanson Institute Building | 03 | Level Three | 0
RA04-04-Level Four | 04_Level Four | Lot 14 | RA | RA04 | Hanson Institute Building | 04 | Level Four | 0
RA06-05-Fifth Floor | 05_Fifth Floor | Lot 14 | RA | RA06 | McEwin Building | 05 | Fifth Floor | 0
RA11-01-First Floor | 01_First Floor | Lot 14 | RA | RA11 | Australian Institute for Machine Learning Building | 01 | First Floor | 0
RA11-02-Second Floor | 02_Second Floor | Lot 14 | RA | RA11 | Australian Institute for Machine Learning Building | 02 | Second Floor | 0
RA11-GN-Ground Floor | GN_Ground Floor | Lot 14 | RA | RA11 | Australian Institute for Machine Learning Building | GN | Ground Floor | 0
RA11-LG-Lower Ground | LG_Lower Ground | Lot 14 | RA | RA11 | Australian Institute for Machine Learning Building | LG | Lower Ground | 0
RD01-01-Ground Floor | 01_Ground Floor | Rosedale | RD | RD01 | Bird & Animal Proof Enclosure | 01 | Ground Floor | 0
RW001-01-Ground Floor | 01_Ground Floor | Roseworthy | RW | RW001 | Assembly Hall | 01 | Ground Floor | 0
RW002-GN-Ground Floor | GN_Ground Floor | Roseworthy | RW | RW002 | Agricultural Engineering | GN | Ground Floor | 0
RW003-GN-Ground Floor | GN_Ground Floor | Roseworthy | RW | RW003 | Agricultural Engineering | GN | Ground Floor | 0
RW004-01-Roof Plan | 01_Roof Plan | Roseworthy | RW | RW004 | Agronomy Building | 01 | Roof Plan | 0
RW004-GN-Ground Floor | GN_Ground Floor | Roseworthy | RW | RW004 | Agronomy Building | GN | Ground Floor | 0
RW005-01-Ground Floor | 01_Ground Floor | Roseworthy | RW | RW005 | Agronomy Workshops | 01 | Ground Floor | 0
RW005-02-Roof Plan | 02_Roof Plan | Roseworthy | RW | RW005 | Agronomy Workshops | 02 | Roof Plan | 0
RW006-01-Ground Floor | 01_Ground Floor | Roseworthy | RW | RW006 | Production Animal Health Centre | 01 | Ground Floor | 0
RW007-01-Roof Plan | 01_Roof Plan | Roseworthy | RW | RW007 | Animal Holding Facility | 01 | Roof Plan | 0
RW007-GN-Ground Floor | GN_Ground Floor | Roseworthy | RW | RW007 | Animal Holding Facility | GN | Ground Floor | 0
RW007-LG-Lower Ground | LG_Lower Ground | Roseworthy | RW | RW007 | Animal Holding Facility | LG | Lower Ground | 0
RW008-01-Ground Floor | 01_Ground Floor | Roseworthy | RW | RW008 | Applied Science Laboratory | 01 | Ground Floor | 0
RW008-02-Roof Plan | 02_Roof Plan | Roseworthy | RW | RW008 | Applied Science Laboratory | 02 | Roof Plan | 0
RW009-GN-Ground Floor | GN_Ground Floor | Roseworthy | RW | RW009 | Aquatic Animal Biosecure Facility | GN | Ground Floor | 0
RW009-MZ-Mezzanine | MZ_Mezzanine | Roseworthy | RW | RW009 | Aquatic Animal Biosecure Facility | MZ | Mezzanine | 0
RW010-01-Ground Floor | 01_Ground Floor | Roseworthy | RW | RW010 | Breakwell Building | 01 | Ground Floor | 0
RW010-02-Roof Plan | 02_Roof Plan | Roseworthy | RW | RW010 | Breakwell Building | 02 | Roof Plan | 0
RW011-GN-Ground Floor | GN_Ground Floor | Roseworthy | RW | RW011 | Birks House - Custance | GN | Ground Floor | 0
RW012-GN-Ground Floor | GN_Ground Floor | Roseworthy | RW | RW012 | Bird Proof Enclosure | GN | Ground Floor | 0
RW013-GN-Ground Floor | GN_Ground Floor | Roseworthy | RW | RW013 | Museum Shed | GN | Ground Floor | 0
RW014-GN-Ground Floor | GN_Ground Floor | Roseworthy | RW | RW014 | Buckby - Large Equipment Shed | GN | Ground Floor | 0
RW016-GN-Ground Floor | GN_Ground Floor | Roseworthy | RW | RW016 | Buckby House | GN | Ground Floor | 0
RW017-01-Ground Floor | 01_Ground Floor | Roseworthy | RW | RW017 | Roseworthy College Hall | 01 | Ground Floor | 0
RW017-02-First Floor | 02_First Floor | Roseworthy | RW | RW017 | Roseworthy College Hall | 02 | First Floor | 0
RW017-03-Second Floor | 03_Second Floor | Roseworthy | RW | RW017 | Roseworthy College Hall | 03 | Second Floor | 0
RW017-04-Roof Plan | 04_Roof Plan | Roseworthy | RW | RW017 | Roseworthy College Hall | 04 | Roof Plan | 0
RW018-GN-Ground Floor | GN_Ground Floor | Roseworthy | RW | RW018 | Chambers House - Custance | GN | Ground Floor | 0
RW019-GN-Ground Floor | GN_Ground Floor | Roseworthy | RW | RW019 | Colebatch House - Custance | GN | Ground Floor | 0
RW020-01-Ground Floor | 01_Ground Floor | Roseworthy | RW | RW020 | Callaghan Building | 01 | Ground Floor | 0
RW020-02-Roof Plan | 02_Roof Plan | Roseworthy | RW | RW020 | Callaghan Building | 02 | Roof Plan | 0
RW021-GN-Ground Floor | GN_Ground Floor | Roseworthy | RW | RW021 | Callaghan House - Custance | GN | Ground Floor | 0
RW022-01-Ground Floor | 01_Ground Floor | Roseworthy | RW | RW022 | Corridor Building | 01 | Ground Floor | 0
RW023-GN-Ground Floor | GN_Ground Floor | Roseworthy | RW | RW023 | Callaghan Store | GN | Ground Floor | 0
RW024-GN-Ground Floor | GN_Ground Floor | Roseworthy | RW | RW024 | Chewings BBQ | GN | Ground Floor | 0
RW025-GN-Ground Floor | GN_Ground Floor | Roseworthy | RW | RW025 | Chewings Gazebo | GN | Ground Floor | 0
RW026-01-Ground Floor | 01_Ground Floor | Roseworthy | RW | RW026 | Chapel | 01 | Ground Floor | 0
RW027-GN-Ground Floor | GN_Ground Floor | Roseworthy | RW | RW027 | Child Care Centre | GN | Ground Floor | 0
RW028-GN-Ground Floor | GN_Ground Floor | Roseworthy | RW | RW028 | Cattle Yard Shelter 1 | GN | Ground Floor | 0
RW029-GN-Ground Floor | GN_Ground Floor | Roseworthy | RW | RW029 | Cattle Yard Shelter 2 | GN | Ground Floor | 0
RW030-01-Ground Floor | 01_Ground Floor | Roseworthy | RW | RW030 | Large Animal Teaching Facility | 01 | Ground Floor | 0
RW030-02-First Floor | 02_First Floor | Roseworthy | RW | RW030 | Large Animal Teaching Facility | 02 | First Floor | 0
RW032-01-Ground Floor | 01_Ground Floor | Roseworthy | RW | RW032 | Eastick Building | 01 | Ground Floor | 0
RW032-02-First Floor | 02_First Floor | Roseworthy | RW | RW032 | Eastick Building | 02 | First Floor | 0
RW033-01-Ground Floor | 01_Ground Floor | Roseworthy | RW | RW033 | Storage Shed | 01 | Ground Floor | 0
RW034-GN-Ground Floor | GN_Ground Floor | Roseworthy | RW | RW034 | Effluent Pump Shed | GN | Ground Floor | 0
RW035-01-Ground Floor | 01_Ground Floor | Roseworthy | RW | RW035 | First Aid & Toilets | 01 | Ground Floor | 0
RW036-01-Ground Floor | 01_Ground Floor | Roseworthy | RW | RW036 | Fire Station | 01 | Ground Floor | 0
RW037-GN-Ground Floor | GN_Ground Floor | Roseworthy | RW | RW037 | Feed Bin | GN | Ground Floor | 0
RW038-GN-Ground Floor | GN_Ground Floor | Roseworthy | RW | RW038 | Foot House - Custance | GN | Ground Floor | 0
RW039-01-Ground Floor | 01_Ground Floor | Roseworthy | RW | RW039 | Feed mill Farm Store & Pellet Plant | 01 | Ground Floor | 0
RW044-GN-Ground Floor | GN_Ground Floor | Roseworthy | RW | RW044 | Glasshouse | GN | Ground Floor | 0
RW045-GN-Ground Floor | GN_Ground Floor | Roseworthy | RW | RW045 | Goulter House - Custance | GN | Ground Floor | 0
RW046-01-First Floor | 01_First Floor | Roseworthy | RW | RW046 | Hall 1 Residential | 01 | First Floor | 0
RW046-02-Roof Plan | 02_Roof Plan | Roseworthy | RW | RW046 | Hall 1 Residential | 02 | Roof Plan | 0
RW046-GN-Ground Floor | GN_Ground Floor | Roseworthy | RW | RW046 | Hall 1 Residential | GN | Ground Floor | 0
RW050-01-First Floor | 01_First Floor | Roseworthy | RW | RW050 | Hall 3 Residential | 01 | First Floor | 0
RW050-GN-Ground Floor | GN_Ground Floor | Roseworthy | RW | RW050 | Hall 3 Residential | GN | Ground Floor | 0
RW051-01-Ground Floor | 01_Ground Floor | Roseworthy | RW | RW051 | Hickinbotham Building | 01 | Ground Floor | 0
RW051-02-Roof Plan | 02_Roof Plan | Roseworthy | RW | RW051 | Hickinbotham Building | 02 | Roof Plan | 0
RW052-01-Ground Floor | 01_Ground Floor | Roseworthy | RW | RW052 | Horse Section Office | 01 | Ground Floor | 0
RW053-GN-Ground Floor | GN_Ground Floor | Roseworthy | RW | RW053 | Horse Shed 1 | GN | Ground Floor | 0
RW054-GN-Ground Floor | GN_Ground Floor | Roseworthy | RW | RW054 | Horse Shed 2 | GN | Ground Floor | 0
RW055-01-Ground Floor | 01_Ground Floor | Roseworthy | RW | RW055 | Horse Stables 1 | 01 | Ground Floor | 0
RW056-01-Ground Floor | 01_Ground Floor | Roseworthy | RW | RW056 | Horse Stables 2 | 01 | Ground Floor | 0
RW057-GN-Ground Floor | GN_Ground Floor | Roseworthy | RW | RW057 | Herriot House - Custance | GN | Ground Floor | 0
RW058-GN-Ground Floor | GN_Ground Floor | Roseworthy | RW | RW058 | Hawker House - Custance | GN | Ground Floor | 0
RW059-GN-Ground Floor | GN_Ground Floor | Roseworthy | RW | RW059 | Hiddle House - Custance | GN | Ground Floor | 0
RW060-GN-Ground Floor | GN_Ground Floor | Roseworthy | RW | RW060 | Housing 1 | GN | Ground Floor | 0
RW061-GN-Ground Floor | GN_Ground Floor | Roseworthy | RW | RW061 | Housing 2 | GN | Ground Floor | 0
RW062-GN-Ground Floor | GN_Ground Floor | Roseworthy | RW | RW062 | Housing 3 | GN | Ground Floor | 0
RW063-GN-Ground Floor | GN_Ground Floor | Roseworthy | RW | RW063 | Housing 5 | GN | Ground Floor | 0
RW064-GN-Ground Floor | GN_Ground Floor | Roseworthy | RW | RW064 | Housing 13 | GN | Ground Floor | 0
RW065-GN-Ground Floor | GN_Ground Floor | Roseworthy | RW | RW065 | Housing 14 | GN | Ground Floor | 0
RW066-GN-Ground Floor | GN_Ground Floor | Roseworthy | RW | RW066 | Housing 15 | GN | Ground Floor | 0
RW067-GN-Ground Floor | GN_Ground Floor | Roseworthy | RW | RW067 | Housing 16 | GN | Ground Floor | 0
RW068-GN-Ground Floor | GN_Ground Floor | Roseworthy | RW | RW068 | Housing 18 | GN | Ground Floor | 0
RW069-GN-Ground Floor | GN_Ground Floor | Roseworthy | RW | RW069 | Housing 19 | GN | Ground Floor | 0
RW070-GN-Ground Floor | GN_Ground Floor | Roseworthy | RW | RW070 | Housing 20 | GN | Ground Floor | 0
RW071-01-Ground Floor | 01_Ground Floor | Roseworthy | RW | RW071 | Hay Shed 1 | 01 | Ground Floor | 0
RW072-01-Ground Floor | 01_Ground Floor | Roseworthy | RW | RW072 | Hay Shed 2 | 01 | Ground Floor | 0
RW073-GN-Ground Floor | GN_Ground Floor | Roseworthy | RW | RW073 | Hay Shed 3 | GN | Ground Floor | 0
RW075-01-Roof | 01_Roof | Roseworthy | RW | RW075 | Information Centre | 01 | Roof | 0
RW075-GN-Ground Floor | GN_Ground Floor | Roseworthy | RW | RW075 | Information Centre | GN | Ground Floor | 0
RW076-01-Ground Floor | 01_Ground Floor | Roseworthy | RW | RW076 | Implement Shed | 01 | Ground Floor | 0
RW077-01-Ground Floor | 01_Ground Floor | Roseworthy | RW | RW077 | J.S. Davies Building | 01 | Ground Floor | 0
RW078-GN-Ground Floor | GN_Ground Floor | Roseworthy | RW | RW078 | Kelly Block - Custance | GN | Ground Floor | 0
RW079-01-Ground Floor | 01_Ground Floor | Roseworthy | RW | RW079 | Leske Building | 01 | Ground Floor | 0
RW079-02-Roof | 02_Roof | Roseworthy | RW | RW079 | Leske Building | 02 | Roof | 0
RW080-01-Ground Floor | 01_Ground Floor | Roseworthy | RW | RW080 | Lunging Ring | 01 | Ground Floor | 0
RW081-GN-Ground Floor | GN_Ground Floor | Roseworthy | RW | RW081 | Residential Study Rooms - Custance | GN | Ground Floor | 0
RW082-01-Ground Floor | 01_Ground Floor | Roseworthy | RW | RW082 | Laundry | 01 | Ground Floor | 0
RW083-GN-Ground Floor | GN_Ground Floor | Roseworthy | RW | RW083 | Lowrie House - Custance | GN | Ground Floor | 0
RW085-01-Ground Floor | 01_Ground Floor | Roseworthy | RW | RW085 | Machinery Shed 2 | 01 | Ground Floor | 0
RW086-GN-Ground Floor | GN_Ground Floor | Roseworthy | RW | RW086 | Machinery Shed 3 | GN | Ground Floor | 0
RW087-GN-Ground Floor | GN_Ground Floor | Roseworthy | RW | RW087 | McCulloch House - Custance | GN | Ground Floor | 0
RW088-01-Ground Floor | 01_Ground Floor | Roseworthy | RW | RW088 | Manure Shed | 01 | Ground Floor | 0
RW089-GN-Ground Floor | GN_Ground Floor | Roseworthy | RW | RW089 | Model Railway Sheds | GN | Ground Floor | 0
RW090-GN-Ground Floor | GN_Ground Floor | Roseworthy | RW | RW090 | Museum - Machinery | GN | Ground Floor | 0
RW091-01-Ground Floor | 01_Ground Floor | Roseworthy | RW | RW091 | Museum Display Building 1 | 01 | Ground Floor | 0
RW092-GN-Ground Floor | GN_Ground Floor | Roseworthy | RW | RW092 | Museum Display Building 2 | GN | Ground Floor | 0
RW093-GN-Ground Floor | GN_Ground Floor | Roseworthy | RW | RW093 | Museum Implement Shed | GN | Ground Floor | 0
RW094-GN-Ground Floor | GN_Ground Floor | Roseworthy | RW | RW094 | Museum Office and Toilet | GN | Ground Floor | 0
RW096-GN-Ground Floor | GN_Ground Floor | Roseworthy | RW | RW096 | Nankiville Block - Custance | GN | Ground Floor | 0
RW097-GN-Ground Floor | GN_Ground Floor | Roseworthy | RW | RW097 | Oates House - Custance | GN | Ground Floor | 0
RW098-GN-Ground Floor | GN_Ground Floor | Roseworthy | RW | RW098 | Old Slaughter House | GN | Ground Floor | 0
RW099-01-Ground Floor | 01_Ground Floor | Roseworthy | RW | RW099 | Old Tassie Building | 01 | Ground Floor | 0
RW100-01-Level One | 01_Level One | Roseworthy | RW | RW100 | Oval Grandstand | 01 | Level One | 0
RW100-GN-Ground Floor | GN_Ground Floor | Roseworthy | RW | RW100 | Oval Grandstand | GN | Ground Floor | 0
RW101-GN-Ground Floor | GN_Ground Floor | Roseworthy | RW | RW101 | Oval Canteen | GN | Ground Floor | 0
RW102-GN-Ground Floor | GN_Ground Floor | Roseworthy | RW | RW102 | Plant Breeder Machinery Shed | GN | Ground Floor | 0
RW103-GN-Ground Floor | GN_Ground Floor | Roseworthy | RW | RW103 | Plant Breeding Stores | GN | Ground Floor | 0
RW104-GN-Ground Floor | GN_Ground Floor | Roseworthy | RW | RW104 | Perkins House - Custance | GN | Ground Floor | 0
RW105-GN-Ground Floor | GN_Ground Floor | Roseworthy | RW | RW105 | Possums Hut | GN | Ground Floor | 0
RW106-01-Mezzanine | 01_Mezzanine | Roseworthy | RW | RW106 | Perkins Building | 01 | Mezzanine | 0
RW106-BA-Basement | BA_Basement | Roseworthy | RW | RW106 | Perkins Building | BA | Basement | 0
RW106-GN-Ground Floor | GN_Ground Floor | Roseworthy | RW | RW106 | Perkins Building | GN | Ground Floor | 0
RW108-01-Ground Floor | 01_Ground Floor | Roseworthy | RW | RW108 | PPPI Research Laboratory | 01 | Ground Floor | 0
RW109-GN-Ground Floor | GN_Ground Floor | Roseworthy | RW | RW109 | Principal's Residence | GN | Ground Floor | 0
RW110-GN-Ground Floor | GN_Ground Floor | Roseworthy | RW | RW110 | Principal's Residence - Garage | GN | Ground Floor | 0
RW111-GN-Ground Floor | GN_Ground Floor | Roseworthy | RW | RW111 | Principal's Residence - Outbuilding | GN | Ground Floor | 0
RW112-GN-Ground Floor | GN_Ground Floor | Roseworthy | RW | RW112 | Poly Tunnels | GN | Ground Floor | 0
RW113-GN-Ground Floor | GN_Ground Floor | Roseworthy | RW | RW113 | Poultry WC | GN | Ground Floor | 0
RW114-GN-Ground Floor | GN_Ground Floor | Roseworthy | RW | RW114 | Poultry Broiler Shed | GN | Ground Floor | 0
RW115-GN-Ground Floor | GN_Ground Floor | Roseworthy | RW | RW115 | Poultry Layer Shed | GN | Ground Floor | 0
RW116-GN-Ground Floor | GN_Ground Floor | Roseworthy | RW | RW116 | Poultry Metabolism Shed | GN | Ground Floor | 0
RW117-GN-Ground Floor | GN_Ground Floor | Roseworthy | RW | RW117 | Poultry Office & Egg Handling | GN | Ground Floor | 0
RW118-GN-Ground Floor | GN_Ground Floor | Roseworthy | RW | RW118 | Poultry Office | GN | Ground Floor | 0
RW119-GN-Ground Floor | GN_Ground Floor | Roseworthy | RW | RW119 | Poultry Shed - Storage | GN | Ground Floor | 0
RW120-GN-Ground Floor | GN_Ground Floor | Roseworthy | RW | RW120 | Storage Shed | GN | Ground Floor | 0
RW121-GN-Ground Floor | GN_Ground Floor | Roseworthy | RW | RW121 | Pool Complex | GN | Ground Floor | 0
RW122-GN-Ground Floor | GN_Ground Floor | Roseworthy | RW | RW122 | Housing 11 | GN | Ground Floor | 0
RW123-GN-Ground Floor | GN_Ground Floor | Roseworthy | RW | RW123 | Housing 26 | GN | Ground Floor | 0
RW125-GN-Ground Floor | GN_Ground Floor | Roseworthy | RW | RW125 | Farm Office | GN | Ground Floor | 0
RW126-GN-Ground Floor | GN_Ground Floor | Roseworthy | RW | RW126 | Farm Services Office | GN | Ground Floor | 0
RW127-GN-Ground Floor | GN_Ground Floor | Roseworthy | RW | RW127 | Farm Chemical Store | GN | Ground Floor | 0
RW128-GN-Ground Floor | GN_Ground Floor | Roseworthy | RW | RW128 | Roseworthy Piggery - Dry Sow/ Mating | GN | Ground Floor | 0
RW129-GN-Ground Floor | GN_Ground Floor | Roseworthy | RW | RW129 | Roseworthy Piggery - Farrowing Shed | GN | Ground Floor | 0
RW130-GN-Ground Floor | GN_Ground Floor | Roseworthy | RW | RW130 | Roseworthy Piggery - Grower & Finishing | GN | Ground Floor | 0
RW131-GN-Ground Floor | GN_Ground Floor | Roseworthy | RW | RW131 | Roseworthy Piggery - Nutrition Shed | GN | Ground Floor | 0
RW132-GN-Ground Floor | GN_Ground Floor | Roseworthy | RW | RW132 | Roseworthy Piggery - Office | GN | Ground Floor | 0
RW133-GN-Ground Floor | GN_Ground Floor | Roseworthy | RW | RW133 | Roseworthy Piggery - Weaner Shed | GN | Ground Floor | 0
RW134-GN-Ground Floor | GN_Ground Floor | Roseworthy | RW | RW134 | Roseworthy Piggery - Implement Shed | GN | Ground Floor | 0
RW135-GN-Ground Floor | GN_Ground Floor | Roseworthy | RW | RW135 | Roseworthy Piggery Eco Shelter | GN | Ground Floor | 0
RW136-GN-Ground Floor | GN_Ground Floor | Roseworthy | RW | RW136 | Roseworthy Piggery Eco Shelter | GN | Ground Floor | 0
RW137-GN-Ground Floor | GN_Ground Floor | Roseworthy | RW | RW137 | Roseworthy Piggery Eco Shelter | GN | Ground Floor | 0
RW138-GN-Ground Floor | GN_Ground Floor | Roseworthy | RW | RW138 | Roseworthy Piggery Eco Shelter | GN | Ground Floor | 0
RW139-GN-Ground Floor | GN_Ground Floor | Roseworthy | RW | RW139 | Roseworthy Piggery Eco Shelter | GN | Ground Floor | 0
RW140-GN-Ground Floor | GN_Ground Floor | Roseworthy | RW | RW140 | Roseworthy Piggery Eco Shelter | GN | Ground Floor | 0
RW141-GN-Ground Floor | GN_Ground Floor | Roseworthy | RW | RW141 | Staff Facility | GN | Ground Floor | 0
RW142-GN-Ground Floor | GN_Ground Floor | Roseworthy | RW | RW142 | Score Board | GN | Ground Floor | 0
RW144-01-Ground Floor | 01_Ground Floor | Roseworthy | RW | RW144 | Stables | 01 | Ground Floor | 0
RW145-01-Ground Floor | 01_Ground Floor | Roseworthy | RW | RW145 | Seed Grading Shed | 01 | Ground Floor | 0
RW146-01-Ground Floor | 01_Ground Floor | Roseworthy | RW | RW146 | Schinkel Building | 01 | Ground Floor | 0
RW147-GN-Ground Floor | GN_Ground Floor | Roseworthy | RW | RW147 | Service Compound | GN | Ground Floor | 0
RW148-GN-Ground Floor | GN_Ground Floor | Roseworthy | RW | RW148 | Shearing Shed | GN | Ground Floor | 0
RW149-GN-Ground Floor | GN_Ground Floor | Roseworthy | RW | RW149 | Shed | GN | Ground Floor | 0
RW150-GN-Ground Floor | GN_Ground Floor | Roseworthy | RW | RW150 | Grounds Shed 1 | GN | Ground Floor | 0
RW151-GN-Ground Floor | GN_Ground Floor | Roseworthy | RW | RW151 | Grounds Shed 2 | GN | Ground Floor | 0
RW152-GN-Ground Floor | GN_Ground Floor | Roseworthy | RW | RW152 | Storage Shed | GN | Ground Floor | 0
RW153-GN-Ground Floor | GN_Ground Floor | Roseworthy | RW | RW153 | Calf Shed | GN | Ground Floor | 0
RW155-01-Ground Floor | 01_Ground Floor | Roseworthy | RW | RW155 | Student Union Building | 01 | Ground Floor | 0
RW155-02-First Floor | 02_First Floor | Roseworthy | RW | RW155 | Student Union Building | 02 | First Floor | 0
RW155-03-Roof Plan | 03_Roof Plan | Roseworthy | RW | RW155 | Student Union Building | 03 | Roof Plan | 0
RW156-01-Ground Floor | 01_Ground Floor | Roseworthy | RW | RW156 | Security & Campus Services | 01 | Ground Floor | 0
RW157-GN-Ground Floor | GN_Ground Floor | Roseworthy | RW | RW157 | Ticket Box - Model Railway | GN | Ground Floor | 0
RW158-GN-Ground Floor | GN_Ground Floor | Roseworthy | RW | RW158 | Toilet adjacent Shearing Shed | GN | Ground Floor | 0
RW159-GN-Ground Floor | GN_Ground Floor | Roseworthy | RW | RW159 | Toilets & Change Rooms | GN | Ground Floor | 0
RW160-GN-Ground Floor | GN_Ground Floor | Roseworthy | RW | RW160 | Toilets | GN | Ground Floor | 0
RW161-GN-Ground Floor | GN_Ground Floor | Roseworthy | RW | RW161 | Towar House - Custance | GN | Ground Floor | 0
RW162-01-Ground Floor | 01_Ground Floor | Roseworthy | RW | RW162 | Veterinary Centre | 01 | Ground Floor | 0
RW163-01-Ground Floor | 01_Ground Floor | Roseworthy | RW | RW163 | Veterinary Science | 01 | Ground Floor | 0
RW163-02-Roof | 02_Roof | Roseworthy | RW | RW163 | Veterinary Science | 02 | Roof | 0
RW164-01-Ground Floor | 01_Ground Floor | Roseworthy | RW | RW164 | Store & Weighbridge | 01 | Ground Floor | 0
RW165-GN-Ground Floor | GN_Ground Floor | Roseworthy | RW | RW165 | Aquaculture Centre | GN | Ground Floor | 0
RW166-01-Roof | 01_Roof | Roseworthy | RW | RW166 | Williams Building | 01 | Roof | 0
RW166-GN-Ground Floor | GN_Ground Floor | Roseworthy | RW | RW166 | Williams Building | GN | Ground Floor | 0
RW167-GN-Ground Floor | GN_Ground Floor | Roseworthy | RW | RW167 | Bus Shelter | GN | Ground Floor | 0
RW168-GN-Ground Floor | GN_Ground Floor | Roseworthy | RW | RW168 | Workshop | GN | Ground Floor | 0
RW170-GN-Ground Floor | GN_Ground Floor | Roseworthy | RW | RW170 | Animal House - Small | GN | Ground Floor | 0
RW171-01-Ground Floor | 01_Ground Floor | Roseworthy | RW | RW171 | Production Animal Clinic | 01 | Ground Floor | 0
RW172-01-Roof Plan | 01_Roof Plan | Roseworthy | RW | RW172 | Equine Health Centre | 01 | Roof Plan | 0
RW172-GN-Ground Floor | GN_Ground Floor | Roseworthy | RW | RW172 | Equine Health Centre | GN | Ground Floor | 0
RW172-MZ-Mezzanine | MZ_Mezzanine | Roseworthy | RW | RW172 | Equine Health Centre | MZ | Mezzanine | 0
RW173-GN-Ground Floor | GN_Ground Floor | Roseworthy | RW | RW173 | Feed Store | GN | Ground Floor | 0
RW174-GN-Ground Floor | GN_Ground Floor | Roseworthy | RW | RW174 | ICU Barn | GN | Ground Floor | 0
RW175-GN-Ground Floor | GN_Ground Floor | Roseworthy | RW | RW175 | Wards | GN | Ground Floor | 0
RW176-GN-Ground Floor | GN_Ground Floor | Roseworthy | RW | RW176 | Stalls | GN | Ground Floor | 0
RW177-GN-Ground Floor | GN_Ground Floor | Roseworthy | RW | RW177 | Theriogenology | GN | Ground Floor | 0
RW178-GN-Ground Floor | GN_Ground Floor | Roseworthy | RW | RW178 | Isolation | GN | Ground Floor | 0
RW180-GN-Ground Floor | GN_Ground Floor | Roseworthy | RW | RW180 | Plant Breeder Machinery Shed 2 | GN | Ground Floor | 0
RW181-GN-Ground Floor | GN_Ground Floor | Roseworthy | RW | RW181 | Poly Tunnels | GN | Ground Floor | 0
RW182-GN-Ground Floor | GN_Ground Floor | Roseworthy | RW | RW182 | Roseworthy Piggery Eco Shelter | GN | Ground Floor | 0
RW185-GN-Ground Floor | GN_Ground Floor | Roseworthy | RW | RW185 | Roseworthy Piggery Eco Shelter | GN | Ground Floor | 0
RW186-GN-Ground Floor | GN_Ground Floor | Roseworthy | RW | RW186 | Roseworthy Piggery Eco Shelter | GN | Ground Floor | 0
RW189-GN-Ground Floor | GN_Ground Floor | Roseworthy | RW | RW189 | Roseworthy Piggery Eco Shelter | GN | Ground Floor | 0
RW190-GN-Ground Floor | GN_Ground Floor | Roseworthy | RW | RW190 | Hay Shed - Graingers Road | GN | Ground Floor | 0
RW191-GN-Ground Floor | GN_Ground Floor | Roseworthy | RW | RW191 | Pump Shed - Dam | GN | Ground Floor | 0
RW192-GN-Ground Floor | GN_Ground Floor | Roseworthy | RW | RW192 | Pump Shed - Effluent Ponds | GN | Ground Floor | 0
RW193-GN-Ground Floor | GN_Ground Floor | Roseworthy | RW | RW193 | Toilet - Horse Section | GN | Ground Floor | 0
RW194-GN-Ground Floor | GN_Ground Floor | Roseworthy | RW | RW194 | Shed - Battery Store | GN | Ground Floor | 0
RW195-GN-Ground Floor | GN_Ground Floor | Roseworthy | RW | RW195 | Solar Farm Services | GN | Ground Floor | 0
RW196-GN-Ground Floor | GN_Ground Floor | Roseworthy | RW | RW196 | Cattle Yard Shelter | GN | Ground Floor | 0
RW197-GN-Ground Floor | GN_Ground Floor | Roseworthy | RW | RW197 | Shed - Solar BESS | GN | Ground Floor | 0
SA01-02-Second Floor | 02_Second Floor | Saint Andrews Hospital | SA | SA01 | Saint Andrew's Hospital | 02 | Second Floor | 0
SF01-GN-Ground Floor | GN_Ground Floor | Stonefield Airfield | SF | SF01 | Hangar 6 | GN | Ground Floor | 0
SF02-GN-Ground Floor | GN_Ground Floor | Stonefield Airfield | SF | SF02 | Hangar 7 | GN | Ground Floor | 0
SF03-GN-Ground Floor | GN_Ground Floor | Stonefield Airfield | SF | SF03 | Gliding Club House | GN | Ground Floor | 0
SF04-GN-Ground Floor | GN_Ground Floor | Stonefield Airfield | SF | SF04 | Bunk House | GN | Ground Floor | 0
SI01-03-Third Floor | 03_Third Floor | Singapore | SI | SI01 | Teochew Building Singapore | 03 | Third Floor | 0
SI01-04-Fourth Floor | 04_Fourth Floor | Singapore | SI | SI01 | Teochew Building Singapore | 04 | Fourth Floor | 0
SI01-05-Fifth Floor | 05_Fifth Floor | Singapore | SI | SI01 | Teochew Building Singapore | 05 | Fifth Floor | 0
SI01-06-Sixth Floor | 06_Sixth Floor | Singapore | SI | SI01 | Teochew Building Singapore | 06 | Sixth Floor | 0
TB10-GN-Ground Floor | GN_Ground Floor | Thebarton | TB | TB10 | Garage Building | GN | Ground Floor | 0
TB15-01-First Floor | 01_First Floor | Thebarton | TB | TB15 | Milne Gilbey Patterson | 01 | First Floor | 0
TB15-GN-Ground Floor | GN_Ground Floor | Thebarton | TB | TB15 | Milne Gilbey Patterson | GN | Ground Floor | 0
TB22-GN-Ground Floor | GN_Ground Floor | Thebarton | TB | TB22 | The Adobe | GN | Ground Floor | 0
TB23-GN-Ground Floor | GN_Ground Floor | Thebarton | TB | TB23 | The Palace | GN | Ground Floor | 0
TB24-01-Ground Floor | 01_Ground Floor | Thebarton | TB | TB24 | The Pill Box | 01 | Ground Floor | 0
TB25-01-Basement | 01_Basement | Thebarton | TB | TB25 | The Factory 10/Store House 11 | 01 | Basement | 0
TB25-02-Ground Floor | 02_Ground Floor | Thebarton | TB | TB25 | The Factory 10/Store House 11 | 02 | Ground Floor | 0
TB25-03-First Floor | 03_First Floor | Thebarton | TB | TB25 | The Factory 10/Store House 11 | 03 | First Floor | 0
TB27-GN-Ground Floor | GN_Ground Floor | Thebarton | TB | TB27 | The Ranch | GN | Ground Floor | 0
TB28-01-Ground Floor | 01_Ground Floor | Thebarton | TB | TB28 | Warehouse 5 & 6 | 01 | Ground Floor | 0
TB28-02-Mezzanine | 02_Mezzanine | Thebarton | TB | TB28 | Warehouse 5 & 6 | 02 | Mezzanine | 0
TW01-GN-Ground Floor | GN_Ground Floor | Two Wells | TW | TW01 | Two Wells Dairy | GN | Ground Floor | 0
WA01-GN-Ground Floor | GN_Ground Floor | Wallaroo | WA | WA01 | Wallaroo Residence, 17 Boarse Crescent. | GN | Ground Floor | 0
WB01-GN-Ground Floor | GN_Ground Floor | West Beach | WB | WB01 | Change rooms & Caretakers Residence | GN | Ground Floor | 0
WB02-GN-Ground Floor | GN_Ground Floor | West Beach | WB | WB02 | Gliding Club & Workshop | GN | Ground Floor | 0
WB04-GN-Ground Floor | GN_Ground Floor | West Beach | WB | WB04 | Scuba & Mountain Club Shed | GN | Ground Floor | 0
WB05-GN-Ground Floor | GN_Ground Floor | West Beach | WB | WB05 | Sailing Club Shed | GN | Ground Floor | 0
WB06-GN-Ground Floor | GN_Ground Floor | West Beach | WB | WB06 | Shed - Scuba Club | GN | Ground Floor | 0
WB07-GN-Ground Floor | GN_Ground Floor | West Beach | WB | WB07 | Shed - Facilites | GN | Ground Floor | 0
WB08-01-Roof | 01_Roof | West Beach | WB | WB08 | West Beach Clubrooms | 01 | Roof | 0
WB08-GN-Ground Floor | GN_Ground Floor | West Beach | WB | WB08 | West Beach Clubrooms | GN | Ground Floor | 0
WB09-GN-Ground Floor | GN_Ground Floor | West Beach | WB | WB09 | Shed - Pump Facility | GN | Ground Floor | 0
WC01-01-First Floor | 01_First Floor | Women's & Children's Hospital | WC | WC01 | Clarence Reiger Building | 01 | First Floor | 0
WC01-02-Second Floor | 02_Second Floor | Women's & Children's Hospital | WC | WC01 | Clarence Reiger Building | 02 | Second Floor | 0
WC01-07-Seventh Floor | 07_Seventh Floor | Women's & Children's Hospital | WC | WC01 | Clarence Reiger Building | 07 | Seventh Floor | 0
WC01-09-Ninth Floor | 09_Ninth Floor | Women's & Children's Hospital | WC | WC01 | Clarence Reiger Building | 09 | Ninth Floor | 0
WC03-02-Second Floor | 02_Second Floor | Women's & Children's Hospital | WC | WC03 | Good Friday Building | 02 | Second Floor | 0
WC04-01-First Floor | 01_First Floor | Women's & Children's Hospital | WC | WC04 | Queen Victoria Building | 01 | First Floor | 0
WE01-00-Ground Floor | 00_Ground Floor | West End Health Precinct | WE | WE01 | SAHMRI - South Australian Health and Medical Research Institute | 00 | Ground Floor | 0
WE01-04-Level 4 | 04_Level 4 | West End Health Precinct | WE | WE01 | SAHMRI - South Australian Health and Medical Research Institute | 04 | Level 4 | 0
WE01-06-Level 6 | 06_Level 6 | West End Health Precinct | WE | WE01 | SAHMRI - South Australian Health and Medical Research Institute | 06 | Level 6 | 0
WE01-07-Level 7 | 07_Level 7 | West End Health Precinct | WE | WE01 | SAHMRI - South Australian Health and Medical Research Institute | 07 | Level 7 | 0
WE02-01-First Floor | 01_First Floor | West End Health Precinct | WE | WE02 | AHMS - Adelaide Health and Medical Sciences | 01 | First Floor | 0
WE02-02-Second Floor | 02_Second Floor | West End Health Precinct | WE | WE02 | AHMS - Adelaide Health and Medical Sciences | 02 | Second Floor | 0
WE02-03-Third Floor | 03_Third Floor | West End Health Precinct | WE | WE02 | AHMS - Adelaide Health and Medical Sciences | 03 | Third Floor | 0
WE02-04-Fourth Floor | 04_Fourth Floor | West End Health Precinct | WE | WE02 | AHMS - Adelaide Health and Medical Sciences | 04 | Fourth Floor | 0
WE02-05-Fifth Floor | 05_Fifth Floor | West End Health Precinct | WE | WE02 | AHMS - Adelaide Health and Medical Sciences | 05 | Fifth Floor | 0
WE02-06-Sixth Floor | 06_Sixth Floor | West End Health Precinct | WE | WE02 | AHMS - Adelaide Health and Medical Sciences | 06 | Sixth Floor | 0
WE02-07-Seventh Floor | 07_Seventh Floor | West End Health Precinct | WE | WE02 | AHMS - Adelaide Health and Medical Sciences | 07 | Seventh Floor | 0
WE02-08-Eighth Floor | 08_Eighth Floor | West End Health Precinct | WE | WE02 | AHMS - Adelaide Health and Medical Sciences | 08 | Eighth Floor | 0
WE02-09-Ninth Floor | 09_Ninth Floor | West End Health Precinct | WE | WE02 | AHMS - Adelaide Health and Medical Sciences | 09 | Ninth Floor | 0
WE02-10-Tenth Floor | 10_Tenth Floor | West End Health Precinct | WE | WE02 | AHMS - Adelaide Health and Medical Sciences | 10 | Tenth Floor | 0
WE02-11-Eleventh Floor | 11_Eleventh Floor | West End Health Precinct | WE | WE02 | AHMS - Adelaide Health and Medical Sciences | 11 | Eleventh Floor | 0
WE02-12-Twelfth Floor | 12_Twelfth Floor | West End Health Precinct | WE | WE02 | AHMS - Adelaide Health and Medical Sciences | 12 | Twelfth Floor | 0
WE02-13-Thirteenth Floor | 13_Thirteenth Floor | West End Health Precinct | WE | WE02 | AHMS - Adelaide Health and Medical Sciences | 13 | Thirteenth Floor | 0
WE02-GN-Ground Floor | GN_Ground Floor | West End Health Precinct | WE | WE02 | AHMS - Adelaide Health and Medical Sciences | GN | Ground Floor | 0
WE02-LG-Lower Ground Floor | LG_Lower Ground Floor | West End Health Precinct | WE | WE02 | AHMS - Adelaide Health and Medical Sciences | LG | Lower Ground Floor | 0
WE02-LM-Lower Mezzanine Floor | LM_Lower Mezzanine Floor | West End Health Precinct | WE | WE02 | AHMS - Adelaide Health and Medical Sciences | LM | Lower Mezzanine Floor | 0
WH02-01-First Floor | 01_First Floor | Whyalla | WH | WH02 | Whyalla Residential | 01 | First Floor | 0
WH02-GN-Ground Floor | GN_Ground Floor | Whyalla | WH | WH02 | Whyalla Residential | GN | Ground Floor | 0
WH03-01-Ground Floor | 01_Ground Floor | Whyalla | WH | WH03 | UniSA Main Building | 01 | Ground Floor | 0
WI01-GN-Ground Floor | GN_Ground Floor | West Island | WI | WI01 | Accommodation Quarters | GN | Ground Floor | 0
WI02-GN-Ground Floor | GN_Ground Floor | West Island | WI | WI02 | National Park Laboratory | GN | Ground Floor | 0
WI03-GN-Ground Floor | GN_Ground Floor | West Island | WI | WI03 | Old Fuel Shed | GN | Ground Floor | 0
WL01-GN-Ground Floor | GN_Ground Floor | West Lakes | WL | WL01 | Rowing Club | GN | Ground Floor | 0
WT02-GN-Ground Floor | GN_Ground Floor | Waite | WT | WT02 | Volunteer Centre | GN | Ground Floor | 0
WT03-GN-Ground Floor | GN_Ground Floor | Waite | WT | WT03 | Barrier Building | GN | Ground Floor | 0
WT04-GN-Ground Floor | GN_Ground Floor | Waite | WT | WT04 | Battery House | GN | Ground Floor | 0
WT05-GN-Ground Floor | GN_Ground Floor | Waite | WT | WT05 | Glover Bird-Proof Crop Enclosure | GN | Ground Floor | 0
WT06-GN-Ground Floor | GN_Ground Floor | Waite | WT | WT06 | Almond Cage | GN | Ground Floor | 0
WT07-GN-Ground Floor | GN_Ground Floor | Waite | WT | WT07 | Central Animal House | GN | Ground Floor | 0
WT08-01-Ground Floor | 01_Ground Floor | Waite | WT | WT08 | Cereal Breeding Lab | 01 | Ground Floor | 0
WT08-02-Roof Level | 02_Roof Level | Waite | WT | WT08 | Cereal Breeding Lab | 02 | Roof Level | 0
WT09-01-Level One | 01_Level One | Waite | WT | WT09 | CSIRO Building 1 | 01 | Level One | 0
WT10-01-Level One | 01_Level One | Waite | WT | WT10 | CSIRO Building 2 | 01 | Level One | 0
WT100-GN-Ground Floor | GN_Ground Floor | Waite | WT | WT100 | Claremont House Garage | GN | Ground Floor | 0
WT101-GN-Ground Floor | GN_Ground Floor | Waite | WT | WT101 | Irrigation Shed | GN | Ground Floor | 0
WT102-GN-Ground Floor | GN_Ground Floor | Waite | WT | WT102 | Orchard - Birdproof Enclosure | GN | Ground Floor | 0
WT103-GN-Ground Floor | GN_Ground Floor | Waite | WT | WT103 | Eric Crawford Pasture Enclosure | GN | Ground Floor | 0
WT104-GN-Ground Floor | GN_Ground Floor | Waite | WT | WT104 | Birdproof Enclosure - Southern | GN | Ground Floor | 0
WT105-GN-Ground Floor | GN_Ground Floor | Waite | WT | WT105 | Pump Shed - Alverstoke Orchard Bore | GN | Ground Floor | 0
WT107-GN-Ground Floor | GN_Ground Floor | Waite | WT | WT107 | CSIRO Implement Shed | GN | Ground Floor | 0
WT108-GN-Ground Floor | GN_Ground Floor | Waite | WT | WT108 | Birdproof Enclosure - Northern | GN | Ground Floor | 0
WT109-01-Ground Floor | 01_Ground Floor | Waite | WT | WT109 | TERN Shed | 01 | Ground Floor | 0
WT11-01-Ground Floor | 01_Ground Floor | Waite | WT | WT11 | Children's Centre | 01 | Ground Floor | 0
WT12-GN-Ground Floor | GN_Ground Floor | Waite | WT | WT12 | Containment Glasshouse | GN | Ground Floor | 0
WT12-UC-Undercroft | UC_Undercroft | Waite | WT | WT12 | Containment Glasshouse | UC | Undercroft | 0
WT13-01-First Floor | 01_First Floor | Waite | WT | WT13 | Charles Hawker Building | 01 | First Floor | 0
WT13-02-Second Floor | 02_Second Floor | Waite | WT | WT13 | Charles Hawker Building | 02 | Second Floor | 0
WT13-BA-Basement | BA_Basement | Waite | WT | WT13 | Charles Hawker Building | BA | Basement | 0
WT13-GN-Ground Floor | GN_Ground Floor | Waite | WT | WT13 | Charles Hawker Building | GN | Ground Floor | 0
WT14-01-First Floor | 01_First Floor | Waite | WT | WT14 | Claremont House | 01 | First Floor | 0
WT14-GN-Ground Floor | GN_Ground Floor | Waite | WT | WT14 | Claremont House | GN | Ground Floor | 0
WT15-GN-Ground Floor | GN_Ground Floor | Waite | WT | WT15 | Claremont Shed | GN | Ground Floor | 0
WT16-01-Ground Floor | 01_Ground Floor | Waite | WT | WT16 | Coach House | 01 | Ground Floor | 0
WT16-02-First Floor | 02_First Floor | Waite | WT | WT16 | Coach House | 02 | First Floor | 0
WT17-GN-Ground Floor | GN_Ground Floor | Waite | WT | WT17 | Sports Clubrooms | GN | Ground Floor | 0
WT18-01-Ground Floor | 01_Ground Floor | Waite | WT | WT18 | Security Cottage | 01 | Ground Floor | 0
WT19-GN-Ground Floor | GN_Ground Floor | Waite | WT | WT19 | Crop Protection Field Laboratory | GN | Ground Floor | 0
WT20-01-Ground Floor | 01_Ground Floor | Waite | WT | WT20 | Cereal Store | 01 | Ground Floor | 0
WT21-GN-Ground Floor | GN_Ground Floor | Waite | WT | WT21 | Furniture Store | GN | Ground Floor | 0
WT22-GN-Ground Floor | GN_Ground Floor | Waite | WT | WT22 | Peter Waite Garage | GN | Ground Floor | 0
WT23-GN-Ground Floor | GN_Ground Floor | Waite | WT | WT23 | Pest Plant Glasshouse | GN | Ground Floor | 0
WT24-GN-Ground Floor | GN_Ground Floor | Waite | WT | WT24 | Glasshouse - G23 | GN | Ground Floor | 0
WT25-GN-Ground Floor | GN_Ground Floor | Waite | WT | WT25 | Glasshouse - G24 | GN | Ground Floor | 0
WT26-GN-Ground Floor | GN_Ground Floor | Waite | WT | WT26 | Glasshouse - G25 | GN | Ground Floor | 0
WT27-GN-Ground Floor | GN_Ground Floor | Waite | WT | WT27 | Glasshouse - G26 | GN | Ground Floor | 0
WT28-GN-Ground Floor | GN_Ground Floor | Waite | WT | WT28 | Gate House | GN | Ground Floor | 0
WT29-01-First Floor | 01_First Floor | Waite | WT | WT29 | Hannaford | 01 | First Floor | 0
WT29-BA-Basement | BA_Basement | Waite | WT | WT29 | Hannaford | BA | Basement | 0
WT29-GN-Ground Floor | GN_Ground Floor | Waite | WT | WT29 | Hannaford | GN | Ground Floor | 0
WT30-GN-Ground Floor | GN_Ground Floor | Waite | WT | WT30 | Hartley House | GN | Ground Floor | 0
WT31-GN-Ground Floor | GN_Ground Floor | Waite | WT | WT31 | Eastern Igloo | GN | Ground Floor | 0
WT32-GN-Ground Floor | GN_Ground Floor | Waite | WT | WT32 | Duncan Swan Insectary | GN | Ground Floor | 0
WT33-GN-Ground Floor | GN_Ground Floor | Waite | WT | WT33 | Insectary Glasshouse | GN | Ground Floor | 0
WT34-01-First Floor | 01_First Floor | Waite | WT | WT34 | Davies Building | 01 | First Floor | 0
WT34-GN-Ground Floor | GN_Ground Floor | Waite | WT | WT34 | Davies Building | GN | Ground Floor | 0
WT34-MZ-Mezzanine | MZ_Mezzanine | Waite | WT | WT34 | Davies Building | MZ | Mezzanine | 0
WT35-GN-Ground Floor | GN_Ground Floor | Waite | WT | WT35 | Breeding Field Operations | GN | Ground Floor | 0
WT36-GN-Ground Floor | GN_Ground Floor | Waite | WT | WT36 | Machinery Carport | GN | Ground Floor | 0
WT37-GN-Ground Floor | GN_Ground Floor | Waite | WT | WT37 | McLeod House | GN | Ground Floor | 0
WT37-LG-Lower Ground | LG_Lower Ground | Waite | WT | WT37 | McLeod House | LG | Lower Ground | 0
WT37-MZ-Mezzanine | MZ_Mezzanine | Waite | WT | WT37 | McLeod House | MZ | Mezzanine | 0
WT38-01-Ground Floor | 01_Ground Floor | Waite | WT | WT38 | Milling Laboratory | 01 | Ground Floor | 0
WT39-GN-Ground Floor | GN_Ground Floor | Waite | WT | WT39 | Netherby Kindergarten | GN | Ground Floor | 0
WT40-01-Level One | 01_Level One | Waite | WT | WT40 | Plant Accelerator | 01 | Level One | 0
WT40-02-Level Two | 02_Level Two | Waite | WT | WT40 | Plant Accelerator | 02 | Level Two | 0
WT41-01-Ground Floor | 01_Ground Floor | Waite | WT | WT41 | Grain Quality Building | 01 | Ground Floor | 0
WT41-02-Roof Level | 02_Roof Level | Waite | WT | WT41 | Grain Quality Building | 02 | Roof Level | 0
WT42-03-Level Three | 03_Level Three | Waite | WT | WT42 | Prescott Building | 03 | Level Three | 0
WT43-01-Level One | 01_Level One | Waite | WT | WT43 | Plant Research Centre | 01 | Level One | 0
WT43-02-Level Two | 02_Level Two | Waite | WT | WT43 | Plant Research Centre | 02 | Level Two | 0
WT44-01-Level One | 01_Level One | Waite | WT | WT44 | Plant Genomics Centre | 01 | Level One | 0
WT44-02-Level Two | 02_Level Two | Waite | WT | WT44 | Plant Genomics Centre | 02 | Level Two | 0
WT44-UC-Undercroft | UC_Undercroft | Waite | WT | WT44 | Plant Genomics Centre | UC | Undercroft | 0
WT45-GN-Ground Floor | GN_Ground Floor | Waite | WT | WT45 | Pump Shed - Aboretum Dam | GN | Ground Floor | 0
WT46-01-Ground Floor | 01_Ground Floor | Waite | WT | WT46 | Plant Breeding Building | 01 | Ground Floor | 0
WT47-GN-Ground Floor | GN_Ground Floor | Waite | WT | WT47 | Northern Poly Tunnel | GN | Ground Floor | 0
WT48-GN-Ground Floor | GN_Ground Floor | Waite | WT | WT48 | Lab Animal Services Transportable | GN | Ground Floor | 0
WT49-GN-Ground Floor | GN_Ground Floor | Waite | WT | WT49 | Biological Control Insectary | GN | Ground Floor | 0
WT50-GN-Ground Floor | GN_Ground Floor | Waite | WT | WT50 | Rockpile Building | GN | Ground Floor | 0
WT51-01-First Floor | 01_First Floor | Waite | WT | WT51 | Hillside Lodge | 01 | First Floor | 0
WT51-GN-Ground Floor | GN_Ground Floor | Waite | WT | WT51 | Hillside Lodge | GN | Ground Floor | 0
WT52-01-Ground Floor | 01_Ground Floor | Waite | WT | WT52 | Soil Barn | 01 | Ground Floor | 0
WT52-02-Roof Level | 02_Roof Level | Waite | WT | WT52 | Soil Barn | 02 | Roof Level | 0
WT53-GN-Ground Floor | GN_Ground Floor | Waite | WT | WT53 | Northern Shade Houses | GN | Ground Floor | 0
WT54-GN-Ground Floor | GN_Ground Floor | Waite | WT | WT54 | Shade House | GN | Ground Floor | 0
WT55-GN-Ground Floor | GN_Ground Floor | Waite | WT | WT55 | Eastern Shadehouse 16 | GN | Ground Floor | 0
WT56-GN-Ground Floor | GN_Ground Floor | Waite | WT | WT56 | Eastern Shadehouse 16a | GN | Ground Floor | 0
WT57-GN-Ground Floor | GN_Ground Floor | Waite | WT | WT57 | Eastern Shadehouse 16c | GN | Ground Floor | 0
WT58-GN-Ground Floor | GN_Ground Floor | Waite | WT | WT58 | Soil Bays | GN | Ground Floor | 0
WT59-GN-Ground Floor | GN_Ground Floor | Waite | WT | WT59 | Spray Facility | GN | Ground Floor | 0
WT61-GN-Ground Floor | GN_Ground Floor | Waite | WT | WT61 | Southern Barns General Laboratory | GN | Ground Floor | 0
WT62-01-Platform Level | 01_Platform Level | Waite | WT | WT62 | Southern Barns Sensory Laboratory | 01 | Platform Level | 0
WT62-GN-Ground Floor | GN_Ground Floor | Waite | WT | WT62 | Southern Barns Sensory Laboratory | GN | Ground Floor | 0
WT63-GN-Ground Floor | GN_Ground Floor | Waite | WT | WT63 | Southern Barns Soils Laboratory | GN | Ground Floor | 0
WT64-GN-Ground Floor | GN_Ground Floor | Waite | WT | WT64 | Field Machinery Store | GN | Ground Floor | 0
WT65-GN-Ground Floor | GN_Ground Floor | Waite | WT | WT65 | Orchard Shed | GN | Ground Floor | 0
WT67-GN-Ground Floor | GN_Ground Floor | Waite | WT | WT67 | Pest Plant Store | GN | Ground Floor | 0
WT68-GN-Ground Floor | GN_Ground Floor | Waite | WT | WT68 | SARDI Storage Shed | GN | Ground Floor | 0
WT69-GN-Ground Floor | GN_Ground Floor | Waite | WT | WT69 | Arboretum Shed | GN | Ground Floor | 0
WT70-GN-Ground Floor | GN_Ground Floor | Waite | WT | WT70 | Soil & Water Field Laboratory | GN | Ground Floor | 0
WT71-03-Level Three | 03_Level Three | Waite | WT | WT71 | Taylor Building East | 03 | Level Three | 0
WT73-GN-Ground Floor | GN_Ground Floor | Waite | WT | WT73 | Urrbrae House | GN | Ground Floor | 0
WT73-LG-Lower Ground | LG_Lower Ground | Waite | WT | WT73 | Urrbrae House | LG | Lower Ground | 0
WT74-01-Lower Ground | 01_Lower Ground | Waite | WT | WT74 | Waite Building | 01 | Lower Ground | 0
WT74-02-Ground Floor | 02_Ground Floor | Waite | WT | WT74 | Waite Building | 02 | Ground Floor | 0
WT74-03-First Floor | 03_First Floor | Waite | WT | WT74 | Waite Building | 03 | First Floor | 0
WT74-04-Second Floor | 04_Second Floor | Waite | WT | WT74 | Waite Building | 04 | Second Floor | 0
WT75-GN-Ground Floor | GN_Ground Floor | Waite | WT | WT75 | Seed Lab | GN | Ground Floor | 0
WT76-01-Level One | 01_Level One | Waite | WT | WT76 | Wine Innovation Central | 01 | Level One | 0
WT76-02-Level Two | 02_Level Two | Waite | WT | WT76 | Wine Innovation Central | 02 | Level Two | 0
WT76-03-Level Three | 03_Level Three | Waite | WT | WT76 | Wine Innovation Central | 03 | Level Three | 0
WT76-04-Level Four | 04_Level Four | Waite | WT | WT76 | Wine Innovation Central | 04 | Level Four | 0
WT76-05-Level Five | 05_Level Five | Waite | WT | WT76 | Wine Innovation Central | 05 | Level Five | 0
WT77-01-Level One | 01_Level One | Waite | WT | WT77 | Wine Innovation West | 01 | Level One | 0
WT77-02-Level Two | 02_Level Two | Waite | WT | WT77 | Wine Innovation West | 02 | Level Two | 0
WT77-BA-Basement | BA_Basement | Waite | WT | WT77 | Wine Innovation West | BA | Basement | 0
WT78-01-First Floor | 01_First Floor | Waite | WT | WT78 | Wine Innovation East | 01 | First Floor | 0
WT78-GN-Ground Floor | GN_Ground Floor | Waite | WT | WT78 | Wine Innovation East | GN | Ground Floor | 0
WT79-01-Lower Ground | 01_Lower Ground | Waite | WT | WT79 | Woolhouse Library | 01 | Lower Ground | 0
WT79-02-Upper Ground | 02_Upper Ground | Waite | WT | WT79 | Woolhouse Library | 02 | Upper Ground | 0
WT79-03-Roof Level | 03_Roof Level | Waite | WT | WT79 | Woolhouse Library | 03 | Roof Level | 0
WT80-BA-Basement | BA_Basement | Waite | WT | WT80 | Agriculture, Food & Wine School Office - West | BA | Basement | 0
WT80-GN-Ground Floor | GN_Ground Floor | Waite | WT | WT80 | Agriculture, Food & Wine School Office - West | GN | Ground Floor | 0
WT81-01-First Floor | 01_First Floor | Waite | WT | WT81 | Agriculture, Food & Wine School Office - East | 01 | First Floor | 0
WT81-GN-Ground Floor | GN_Ground Floor | Waite | WT | WT81 | Agriculture, Food & Wine School Office - East | GN | Ground Floor | 0
WT82-GN-Ground Floor | GN_Ground Floor | Waite | WT | WT82 | Workshops | GN | Ground Floor | 0
WT83-GN-Ground Floor | GN_Ground Floor | Waite | WT | WT83 | Grounds Workshop | GN | Ground Floor | 0
WT84-GN-Ground Floor | GN_Ground Floor | Waite | WT | WT84 | Pump Enclosure - Sports Grounds | GN | Ground Floor | 0
WT85-GN-Ground Floor | GN_Ground Floor | Waite | WT | WT85 | Pump Shed - Alverstoke Bore | GN | Ground Floor | 0
WT86-GN-Ground Floor | GN_Ground Floor | Waite | WT | WT86 | Pump Shed - Vineyard | GN | Ground Floor | 0
WT87-GN-Ground Floor | GN_Ground Floor | Waite | WT | WT87 | Field Storage Shed A | GN | Ground Floor | 0
WT88-GN-Ground Floor | GN_Ground Floor | Waite | WT | WT88 | Field Storage Shed B | GN | Ground Floor | 0
WT89-GN-Ground Floor | GN_Ground Floor | Waite | WT | WT89 | Shed - Community Garden | GN | Ground Floor | 0
WT90-GN-Ground Floor | GN_Ground Floor | Waite | WT | WT90 | Rotunda | GN | Ground Floor | 0
WT91-GN-Ground Floor | GN_Ground Floor | Waite | WT | WT91 | Gardeners Shed - Small | GN | Ground Floor | 0
WT92-GN-Ground Floor | GN_Ground Floor | Waite | WT | WT92 | Gardeners Shed - Large | GN | Ground Floor | 0
WT93-GN-Ground Floor | GN_Ground Floor | Waite | WT | WT93 | Poly Tunnel | GN | Ground Floor | 0
WT94-GN-Ground Floor | GN_Ground Floor | Waite | WT | WT94 | Birdproof Enclosure - South | GN | Ground Floor | 0
WT95-GN-Ground Floor | GN_Ground Floor | Waite | WT | WT95 | Chemical Holding Bay | GN | Ground Floor | 0
WT97-GN-Ground Floor | GN_Ground Floor | Waite | WT | WT97 | LAS Carport | GN | Ground Floor | 0
WT98-GN-Ground Floor | GN_Ground Floor | Waite | WT | WT98 | Storage Cage | GN | Ground Floor | 0
WT99-GN-Ground Floor | GN_Ground Floor | Waite | WT | WT99 | Feed Store | GN | Ground Floor | 0

## raw_buildings (hidden)
extract - 2022-06-21
Buildings
Building Code-Name | Site Code | Site Name | Building Code | Building Name | Address 1 | Address 2 | Status | Building Condition
- | - | - | - | - | - | - | - | -
BL01-Booleroo Centre Health | BL | Booleroo | BL01 | Booleroo Centre Health | 74 Stephens Street | Booleroo Centre | Unknown | New
BP01-Relocatable Cable Hut | BP | Buckland Park | BP01 | Relocatable Cable Hut | Block 42, Sub-Division Section 49, Hundred of Port | Buckland Park | Owned University Occupied | New
BP02-Cosmic Ray Lab, Shed 1 & 2 | BP | Buckland Park | BP02 | Cosmic Ray Lab, Shed 1 & 2 | Block 42, Sub-Division Section 49, Hundred of Port | Buckland Park | Owned University Occupied | New
BP03-Equipment Hut | BP | Buckland Park | BP03 | Equipment Hut | Block 42, Sub-Division Section 49, Hundred of Port | Buckland Park | Owned University Occupied | New
BP04-Store Shed | BP | Buckland Park | BP04 | Store Shed | Block 42, Sub-Division Section 49, Hundred of Port | Buckland Park | Owned University Occupied | New
BP05-Transmitter Hub | BP | Buckland Park | BP05 | Transmitter Hub | Block 42, Sub-Division Section 49, Hundred of Port | Buckland Park | Owned University Occupied | New
BP08-Workshop | BP | Buckland Park | BP08 | Workshop | Block 42, Sub-Division Section 49, Hundred of Port | Buckland Park | Owned University Occupied | New
CA06-Village Units 1 - 13 | CA | City Accommodation | CA06 | Village Units 1 - 13 | 210 Grote Street | Adelaide | Leased University Occupied | New
CA07-Village Units 14 - 16 | CA | City Accommodation | CA07 | Village Units 14 - 16 | 210 Grote Street | Adelaide | Leased University Occupied | New
CA08-Village Units 23 - 28 | CA | City Accommodation | CA08 | Village Units 23 - 28 | 210 Grote Street | Adelaide | Leased University Occupied | New
CA09-Village Units 17 - 22 | CA | City Accommodation | CA09 | Village Units 17 - 22 | 210 Grote Street | Adelaide | Leased University Occupied | New
CA10-Village Units 29 - 33 | CA | City Accommodation | CA10 | Village Units 29 - 33 | 210 Grote Street | Adelaide | Leased University Occupied | New
CA11-Village Units 34 - 39 | CA | City Accommodation | CA11 | Village Units 34 - 39 | 210 Grote Street | Adelaide | Leased University Occupied | New
CA12-Village Units 40 - 45 | CA | City Accommodation | CA12 | Village Units 40 - 45 | 210 Grote Street | Adelaide | Leased University Occupied | New
CA13-Village Units 46 - 51 | CA | City Accommodation | CA13 | Village Units 46 - 51 | 210 Grote Street | Adelaide | Leased University Occupied | New
CA14-Village Units 52 - 95 & Car park | CA | City Accommodation | CA14 | Village Units 52 - 95 & Car park | 210 Grote Street | Adelaide | Leased University Occupied | New
CB01-Marine Research Station | CB | Coobowie | CB01 | Marine Research Station | Bridge Road | Coobowie | Leased University Occupied | New
CH01-House/Office | CH | Charlick Farm | CH01 | House/Office | Research Road | Strathalbyn | Disposed Sold | New
CH02-House Shed 1 | CH | Charlick Farm | CH02 | House Shed 1 | Research Road | Strathalbyn | Disposed Sold | New
CH03-Shed 2 | CH | Charlick Farm | CH03 | Shed 2 | Research Road | Strathalbyn | Disposed Sold | New
CH04-Shed 3 | CH | Charlick Farm | CH04 | Shed 3 | Research Road | Strathalbyn | Disposed Sold | New
CH05-Implement Shed | CH | Charlick Farm | CH05 | Implement Shed | Research Road | Strathalbyn | Disposed Sold | New
CH06-Hazardous Shed 5 | CH | Charlick Farm | CH06 | Hazardous Shed 5 | Research Road | Strathalbyn | Disposed Sold | New
CH07-Implement Shed | CH | Charlick Farm | CH07 | Implement Shed | Research Road | Strathalbyn | Disposed Sold | New
CL01-Clare Medical Centre | CL | Clare | CL01 | Clare Medical Centre | 41 Old North Road | Clare | Leased University Occupied | New
CR01-Lab & Accommodation | CR | Coorong (Salt Creek) | CR01 | Lab & Accommodation | Princes Highway | Salt Creek | Leased University Occupied | New
DR01-BOM Doppler Radar Facility | DR | Doppler Radar (BOM) | DR01 | BOM Doppler Radar Facility | Applebee Road | Buckland Park | Owned Tenanted | New
FP01-Unihealth Highbury | FP | Family Practice Unit | FP01 | Unihealth Highbury | 1009 Lower North East Road | Highbury | Disposed Sold | New
GT01-Administrative Building | GT | Glenthorne Farm | GT01 | Administrative Building | Corner Majors Road and Main South Road | O'Halloran Hill | Disposed Sold | New
GT02-Animal House | GT | Glenthorne Farm | GT02 | Animal House | Corner Majors Road and Main South Road | O'Halloran Hill | Disposed Sold | New
GT03-Chaff Cutting/Grain Crushing | GT | Glenthorne Farm | GT03 | Chaff Cutting/Grain Crushing | Corner Majors Road and Main South Road | O'Halloran Hill | Disposed Sold | New
GT04-Central House, 3 BR | GT | Glenthorne Farm | GT04 | Central House, 3 BR | Corner Majors Road and Main South Road | O'Halloran Hill | Disposed Sold | New
GT05-Diet Room | GT | Glenthorne Farm | GT05 | Diet Room | Corner Majors Road and Main South Road | O'Halloran Hill | Disposed Sold | New
GT06-Experimental Animal House | GT | Glenthorne Farm | GT06 | Experimental Animal House | Corner Majors Road and Main South Road | O'Halloran Hill | Disposed Sold | New
GT08-Experimental Sheep Shed | GT | Glenthorne Farm | GT08 | Experimental Sheep Shed | Corner Majors Road and Main South Road | O'Halloran Hill | Disposed Sold | New
GT09-Field Lab/Food Process Building | GT | Glenthorne Farm | GT09 | Field Lab/Food Process Building | Corner Majors Road and Main South Road | O'Halloran Hill | Disposed Sold | New
GT11-House, 3 BR - Manager | GT | Glenthorne Farm | GT11 | House, 3 BR - Manager | Corner Majors Road and Main South Road | O'Halloran Hill | Disposed Sold | New
GT12-Heritage Store | GT | Glenthorne Farm | GT12 | Heritage Store | Corner Majors Road and Main South Road | O'Halloran Hill | Disposed Sold | New
GT13-Hay Shed | GT | Glenthorne Farm | GT13 | Hay Shed | Corner Majors Road and Main South Road | O'Halloran Hill | Disposed Sold | New
GT14-Hay Shed | GT | Glenthorne Farm | GT14 | Hay Shed | Corner Majors Road and Main South Road | O'Halloran Hill | Disposed Sold | New
GT15-Implement Shed | GT | Glenthorne Farm | GT15 | Implement Shed | Corner Majors Road and Main South Road | O'Halloran Hill | Disposed Sold | New
GT17-North House, 3 BR | GT | Glenthorne Farm | GT17 | North House, 3 BR | Corner Majors Road and Main South Road | O'Halloran Hill | Disposed Sold | New
GT18-North Farm Store | GT | Glenthorne Farm | GT18 | North Farm Store | Corner Majors Road and Main South Road | O'Halloran Hill | Disposed Sold | New
GT19-Post Mortem Building | GT | Glenthorne Farm | GT19 | Post Mortem Building | Corner Majors Road and Main South Road | O'Halloran Hill | Disposed Sold | New
GT23-Physiology Laboratories | GT | Glenthorne Farm | GT23 | Physiology Laboratories | Corner Majors Road and Main South Road | O'Halloran Hill | Disposed Sold | New
GT24-Rodent House | GT | Glenthorne Farm | GT24 | Rodent House | Corner Majors Road and Main South Road | O'Halloran Hill | Disposed Sold | New
GT25-South House, 3 BR | GT | Glenthorne Farm | GT25 | South House, 3 BR | Corner Majors Road and Main South Road | O'Halloran Hill | Disposed Sold | New
GT26-South Farm Store Heritage | GT | Glenthorne Farm | GT26 | South Farm Store Heritage | Corner Majors Road and Main South Road | O'Halloran Hill | Disposed Sold | New
GT27-Sheep Pens | GT | Glenthorne Farm | GT27 | Sheep Pens | Corner Majors Road and Main South Road | O'Halloran Hill | Disposed Sold | New
GT28-Sheep Pens | GT | Glenthorne Farm | GT28 | Sheep Pens | Corner Majors Road and Main South Road | O'Halloran Hill | Disposed Sold | New
GT29-Sheep Pens | GT | Glenthorne Farm | GT29 | Sheep Pens | Corner Majors Road and Main South Road | O'Halloran Hill | Disposed Sold | New
GT30-Sheep Pens | GT | Glenthorne Farm | GT30 | Sheep Pens | Corner Majors Road and Main South Road | O'Halloran Hill | Disposed Sold | New
GT31-Tech Officer's House, 3 BR | GT | Glenthorne Farm | GT31 | Tech Officer's House, 3 BR | Corner Majors Road and Main South Road | O'Halloran Hill | Disposed Sold | New
GT33-Wool Shed | GT | Glenthorne Farm | GT33 | Wool Shed | Corner Majors Road and Main South Road | O'Halloran Hill | Disposed Sold | New
GT34-Workshop Heritage | GT | Glenthorne Farm | GT34 | Workshop Heritage | Corner Majors Road and Main South Road | O'Halloran Hill | Disposed Sold | New
HR01-Tram Barn | HR | Hackney Road | HR01 | Tram Barn | 35 Hackney Road | Hackney | Leased University Occupied | New
IV01-IMVS | IV | IMVS | IV01 | IMVS | Frome Road | Adelaide | Leased University Occupied | New
JL01-Joint Library Store | JL | Joint Library Store | JL01 | Joint Library Store | Flinders University, Car Park 9, Physical Sciences | Bedford Park | Leased University Occupied | New
KM01-Koonamore Outstation | KM | Koonamore Outstation | KM01 | Koonamore Outstation | Koonamore | Waukaringa | Leased University Occupied | New
KT01-57 King William Street Kent Town | KT | Kent Town | KT01 | 57 King William Street Kent Town | 57 King William Street | Kent Town | Leased University Occupied | New
LM01-Lyell McEwin - Main Building | LM | Lyell McEwin Hospital | LM01 | Lyell McEwin - Main Building | Haydown Road | Elizabeth Vale | Leased University Occupied | New
MG01-Morgan Ski Club | MG | Morgan | MG01 | Morgan Ski Club | Lot 910 Apold Court | Murbko | Owned University Occupied | New
MH01-Modbury Hospital - Main Building | MH | Modbury Hospital | MH01 | Modbury Hospital - Main Building | Smart Road | Modbury | Leased University Occupied | New
MI01-Minlaton Medical Centre | MI | Minlaton | MI01 | Minlaton Medical Centre | 7 South Terrace | Minlaton | Leased University Occupied | New
MI02-Minlaton Residential | MI | Minlaton | MI02 | Minlaton Residential | 19 Fifth Street | Minlaton | Owned University Occupied | New
MR01-Mount Rescue Field Station | MR | Mount Rescue | MR01 | Mount Rescue Field Station | Mt. Rescue Conservation Park | Ngarkat | Leased University Occupied | New
NA01-55 King William Road - Norwich Building | NA | North Adelaide | NA01 | 55 King William Road - Norwich Building | 55 King William Road | North Adelaide | Leased University Occupied | New
NA02-77 King William Road | NA | North Adelaide | NA02 | 77 King William Road | 77 King William Road | North Adelaide | Leased University Occupied | New
NA03-Women's Change room - Pk 12 | NA | North Adelaide | NA03 | Women's Change room - Pk 12 | War Memorial Drive | North Adelaide | Leased University Occupied | New
NA04-Grandstand - Pk 10 | NA | North Adelaide | NA04 | Grandstand - Pk 10 | War Memorial Drive | North Adelaide | Leased University Occupied | New
NA05-Main Oval Grandstand - Pk 12 | NA | North Adelaide | NA05 | Main Oval Grandstand - Pk 12 | War Memorial Drive | North Adelaide | Leased University Occupied | New
NA06-Main Oval Groundsman Workshop - Pk 12 | NA | North Adelaide | NA06 | Main Oval Groundsman Workshop - Pk 12 | War Memorial Drive | North Adelaide | Leased University Occupied | New
NA08-Pumping Station - Pk 10 | NA | North Adelaide | NA08 | Pumping Station - Pk 10 | War Memorial Drive | North Adelaide | Leased University Occupied | New
NA09-Pumping Station - Pk 12 | NA | North Adelaide | NA09 | Pumping Station - Pk 12 | War Memorial Drive | North Adelaide | Leased University Occupied | New
NA10-Score Box - Pk 12 | NA | North Adelaide | NA10 | Score Box - Pk 12 | War Memorial Drive | North Adelaide | Leased University Occupied | New
NA12-Workshop - Pk 10 | NA | North Adelaide | NA12 | Workshop - Pk 10 | War Memorial Drive | North Adelaide | Leased University Occupied | New
NA13-Graduates Clubrooms | NA | North Adelaide | NA13 | Graduates Clubrooms | War Memorial Drive | North Adelaide | Leased University Occupied | New
NA15-Torrens River Boat House (1) | NA | North Adelaide | NA15 | Torrens River Boat House (1) | War Memorial Drive | North Adelaide | Leased University Occupied | New
NA16-16a Finnis Street (Front) | NA | North Adelaide | NA16 | 16a Finnis Street (Front) | 16a Finnis Street | North Adelaide | Owned University Occupied | New
NA17-16b Finnis Street (Rear) | NA | North Adelaide | NA17 | 16b Finnis Street (Rear) | 16b Finnis Street | North Adelaide | Owned University Occupied | New
NA18-26a Finnis Street (Front) | NA | North Adelaide | NA18 | 26a Finnis Street (Front) | 26a Finnis Street | North Adelaide | Owned University Occupied | New
NA19-26b Finnis Street (Rear) | NA | North Adelaide | NA19 | 26b Finnis Street (Rear) | 26b Finnis Street | North Adelaide | Owned University Occupied | New
NH01-44 Osborne Road - North Haven | NH | North Haven | NH01 | 44 Osborne Road - North Haven | 44 Osborne Road | North Haven | Owned University Occupied | New
NT02-Benham | NT | North Terrace | NT02 | Benham | Victoria Drive | Adelaide | Owned University Occupied | New
NT03-Darling West | NT | North Terrace | NT03 | Darling West | Western Drive | Adelaide | Owned University Occupied | New
NT04-Bonython Hall | NT | North Terrace | NT04 | Bonython Hall | Goodman Crescent | Adelaide | Owned University Occupied | New
NT05-Badger | NT | North Terrace | NT05 | Badger | Western Drive | Adelaide | Owned University Occupied | New
NT06-Brailsford Robertson | NT | North Terrace | NT06 | Brailsford Robertson | Victoria Drive | Adelaide | Owned University Occupied | New
NT07-Barr Smith Library | NT | North Terrace | NT07 | Barr Smith Library | University of Adelaide, North Terrace | Adelaide | Owned University Occupied | New
NT08-Barr Smith Bicycle Storage | NT | North Terrace | NT08 | Barr Smith Bicycle Storage | University of Adelaide, North Terrace | Adelaide | Owned University Occupied | New
NT09-Old Classics Wing | NT | North Terrace | NT09 | Old Classics Wing | Goodman Crescent | Adelaide | Owned University Occupied | New
NT10-Darling | NT | North Terrace | NT10 | Darling | Western Drive | Adelaide | Owned University Occupied | New
NT11-Elder Hall | NT | North Terrace | NT11 | Elder Hall | Goodman Crescent | Adelaide | Owned University Occupied | New
NT12-Engineering and Maths. Sciences | NT | North Terrace | NT12 | Engineering and Maths. Sciences | Frome Road | Adelaide | Owned University Occupied | New
NT13-Engineering Annexe | NT | North Terrace | NT13 | Engineering Annexe | Frome Road | Adelaide | Owned University Occupied | New
NT14-Engineering North | NT | North Terrace | NT14 | Engineering North | Frome Road | Adelaide | Owned University Occupied | New
NT15-Engineering South | NT | North Terrace | NT15 | Engineering South | Frome Road | Adelaide | Owned University Occupied | New
NT16-Hartley | NT | North Terrace | NT16 | Hartley | Kintore Avenue | Adelaide | Owned University Occupied | New
NT17-Hughes | NT | North Terrace | NT17 | Hughes | Western Drive | Adelaide | Owned University Occupied | New
NT18-Horace Lamb | NT | North Terrace | NT18 | Horace Lamb | University of Adelaide, North Terrace | Adelaide | Owned University Occupied | New
NT19-Horace Lamb Bicycle Shelter | NT | North Terrace | NT19 | Horace Lamb Bicycle Shelter | University of Adelaide, North Terrace | Adelaide | Owned University Occupied | New
NT20-The Braggs | NT | North Terrace | NT20 | The Braggs | University of Adelaide, North Terrace | Adelaide | Owned University Occupied | New
NT21-Ingkarni Wardli | NT | North Terrace | NT21 | Ingkarni Wardli | Frome Road | Adelaide | Owned University Occupied | New
NT22-Johnson | NT | North Terrace | NT22 | Johnson | Victoria Drive | Adelaide | Owned University Occupied | New
NT23-Jordan | NT | North Terrace | NT23 | Jordan | Kintore Avenue | Adelaide | Owned University Occupied | New
NT24-CSIRO Kintore Ave. | NT | North Terrace | NT24 | CSIRO Kintore Ave. | Kintore Avenue | Adelaide | Owned Tenanted | New
NT25-Kenneth Wills | NT | North Terrace | NT25 | Kenneth Wills | Western Drive | Adelaide | Owned University Occupied | New
NT26-Ligertwood | NT | North Terrace | NT26 | Ligertwood | University of Adelaide, North Terrace | Adelaide | Owned University Occupied | New
NT27-Molecular Life Sciences | NT | North Terrace | NT27 | Molecular Life Sciences | University of Adelaide, North Terrace | Adelaide | Owned University Occupied | New
NT28-Mitchell | NT | North Terrace | NT28 | Mitchell | Western Drive | Adelaide | Owned University Occupied | New
NT29-Mawson | NT | North Terrace | NT29 | Mawson | Victoria Drive | Adelaide | Owned University Occupied | New
NT30-Helen Mayo North | NT | North Terrace | NT30 | Helen Mayo North | University of Adelaide, North Terrace | Adelaide | Owned University Occupied | New
NT31-Helen Mayo South | NT | North Terrace | NT31 | Helen Mayo South | University of Adelaide, North Terrace | Adelaide | Owned University Occupied | New
NT32-Madley | NT | North Terrace | NT32 | Madley | Western Drive | Adelaide | Owned University Occupied | New
NT33-Napier | NT | North Terrace | NT33 | Napier | University of Adelaide, North Terrace | Adelaide | Owned University Occupied | New
NT34-Nitrogen Store | NT | North Terrace | NT34 | Nitrogen Store | Western Drive | Adelaide | Owned University Occupied | New
NT35-Observatory | NT | North Terrace | NT35 | Observatory | Western Drive | Adelaide | Owned University Occupied | New
NT36-Oliphant | NT | North Terrace | NT36 | Oliphant | University of Adelaide, North Terrace | Adelaide | Owned University Occupied | New
NT37-Physics | NT | North Terrace | NT37 | Physics | Western Drive | Adelaide | Owned University Occupied | New
NT38-CSIRO Plant Enclosure | NT | North Terrace | NT38 | CSIRO Plant Enclosure | Kintore Avenue | Adelaide | Owned University Occupied | New
NT39-Barr Smith South | NT | North Terrace | NT39 | Barr Smith South | Western Drive | Adelaide | Owned University Occupied | New
NT41-Santos | NT | North Terrace | NT41 | Santos | Frome Road | Adelaide | Owned University Occupied | New
NT42-Schulz | NT | North Terrace | NT42 | Schulz | Western Drive | Adelaide | Owned University Occupied | New
NT44-Scott Theatre | NT | North Terrace | NT44 | Scott Theatre | Western Drive | Adelaide | Owned University Occupied | New
NT45-Underground Car Park | NT | North Terrace | NT45 | Underground Car Park | University of Adelaide, North Terrace | Adelaide | Owned University Occupied | New
NT46-Union House | NT | North Terrace | NT46 | Union House | Western Drive | Adelaide | Owned University Occupied | New
NT47-Workshop | NT | North Terrace | NT47 | Workshop | University of Adelaide, North Terrace | Adelaide | Owned University Occupied | New
NT48-30 Charles Street - Central Plaza | NT | North Terrace | NT48 | 30 Charles Street - Central Plaza | 30 Charles Street | Adelaide | Leased University Vacated | New
NT49-104 Frome Street | NT | North Terrace | NT49 | 104 Frome Street | 104 Frome Street | Adelaide | Leased University Vacated | New
NT51-122 Frome Street | NT | North Terrace | NT51 | 122 Frome Street | 122 Frome Street | Adelaide | Leased University Vacated | New
NT55-115 Grenfell St - Wyatt House | NT | North Terrace | NT55 | 115 Grenfell St - Wyatt House | 115 Grenfell Street | Adelaide | Leased University Occupied | New
NT56-178 North Terrace - Terrace Towers | NT | North Terrace | NT56 | 178 North Terrace - Terrace Towers | 178 North Terrace | Adelaide | Leased University Vacated | New
NT61-245 North Terrace - Kevin Marjoribanks | NT | North Terrace | NT61 | 245 North Terrace - Kevin Marjoribanks | 245 North Terrace | Adelaide | Owned University Occupied | New
NT62-250 North Terrace | NT | North Terrace | NT62 | 250 North Terrace | 250 North Terrace | Adelaide | Owned University Occupied | New
NT63-251 North Terrace - Car Park Station | NT | North Terrace | NT63 | 251 North Terrace - Car Park Station | 251 North Terrace | Adelaide | Owned University Occupied | New
NT64-254 North Terrace - Masonic Hall | NT | North Terrace | NT64 | 254 North Terrace - Masonic Hall | 254 North Terrace | Adelaide | Leased University Occupied | New
NT66-10 Pulteney Street - Car Park | NT | North Terrace | NT66 | 10 Pulteney Street - Car Park | 10 Pulteney Street | Adelaide | Owned University Occupied | New
NT67-10 Pulteney Street - Nexus 10 Tower | NT | North Terrace | NT67 | 10 Pulteney Street - Nexus 10 Tower | 10 Pulteney Street | Adelaide | Owned University Occupied | New
NT70-49 Gawler Place - Odd Fellows | NT | North Terrace | NT70 | 49 Gawler Place - Odd Fellows | 49 Gawler Place | Adelaide | Leased University Vacated | New
NT72-44-60 Rundle Mall - Rundle Mall Plaza | NT | North Terrace | NT72 | 44-60 Rundle Mall - Rundle Mall Plaza | 44-60 Rundle Mall | Adelaide | Leased University Occupied | New
NW01-Industry House | NW | National Wine Centre | NW01 | Industry House | Hackney Road | Adelaide | Leased University Occupied | New
NW02-National Wine Centre | NW | National Wine Centre | NW02 | National Wine Centre | Hackney Road | Adelaide | Leased University Occupied | New
NW03-The Stables | NW | National Wine Centre | NW03 | The Stables | Hackney Road | Adelaide | Leased University Occupied | New
NW04-Yarrabee House | NW | National Wine Centre | NW04 | Yarrabee House | Hackney Road | Adelaide | Leased University Occupied | New
NW05-National Wine Centre - Glasshouse | NW | National Wine Centre | NW05 | National Wine Centre - Glasshouse | Hackney Road | Adelaide | In Service | New
PA01-Port Augusta Learning Centre | PA | Port Augusta | PA01 | Port Augusta Learning Centre | Flinders Terrace | Port Augusta | Leased University Occupied | New
PA03-Port Augusta Res-BarrySt82 | PA | Port Augusta | PA03 | Port Augusta Res-BarrySt82 | 82 Barry Street | Port Augusta | Owned University Occupied | New
PA04-Port Augusta Res-BarrySt84 | PA | Port Augusta | PA04 | Port Augusta Res-BarrySt84 | 84 Barry Street | Port Augusta | Owned University Occupied | New
PA05-Port Augusta Res-BarrySt88 | PA | Port Augusta | PA05 | Port Augusta Res-BarrySt88 | 88 Barry Street | Port Augusta | Owned University Occupied | New
PF01-Playford GP Super Clinic | PF | Playford | PF01 | Playford GP Super Clinic | Corner Curtis Road & Unity Way | Munno Para West | Owned Tenanted | New
PF02-Clinical Teaching Playford | PF | Playford | PF02 | Clinical Teaching Playford | Corner Curtis Road & Unity Way | Munno Para West | Owned Tenanted | New
PL01-Port Lincoln Centre | PL | Port Lincoln | PL01 | Port Lincoln Centre | 19a Oxford Terrace | Port Lincoln | Leased University Occupied | New
PL02-Port Lincoln Residential 1 | PL | Port Lincoln | PL02 | Port Lincoln Residential 1 | 1- 3 Harbour View Drive | Port Lincoln | Owned University Occupied | New
PL03-Port Lincoln Residential 3 | PL | Port Lincoln | PL03 | Port Lincoln Residential 3 | 142 New West Road | Port Lincoln | Owned University Occupied | New
PL04-Port Lincoln Residential 2 | PL | Port Lincoln | PL04 | Port Lincoln Residential 2 | 1- 3 Harbour View Drive | Port Lincoln | Owned University Occupied | New
PP01-Port Pirie Hospital | PP | Port Pirie | PP01 | Port Pirie Hospital | The Terrace | Port Pirie | Leased University Occupied | New
PR01-Paradise Resthaven | PR | Paradise Resthaven | PR01 | Paradise Resthaven | 61 Silkes Road - Brown Lodge | Paradise | Leased University Occupied | New
QE01-Animal House | QE | Queen Elizabeth Hospital | QE01 | Animal House | 28 Woodville Road | Woodville West | Leased University Occupied | New
QE03-Institute Building | QE | Queen Elizabeth Hospital | QE03 | Institute Building | 28 Woodville Road | Woodville West | Leased University Occupied | New
QE04-Main Building | QE | Queen Elizabeth Hospital | QE04 | Main Building | 28 Woodville Road | Woodville West | Leased University Occupied | New
QE05-Maternity Building | QE | Queen Elizabeth Hospital | QE05 | Maternity Building | 28 Woodville Road | Woodville West | Leased University Occupied | New
RA01-Bice Building | RA | Lot 14 | RA01 | Bice Building | North Terrace | Adelaide | Leased University Vacated | New
RA03-Eleanor Harrald | RA | Lot 14 | RA03 | Eleanor Harrald | North Terrace | Adelaide | Leased University Vacated | New
RA04-Hanson Institute Building | RA | Lot 14 | RA04 | Hanson Institute Building | Frome Road | Adelaide | Leased University Vacated | New
RA06-McEwin Building | RA | Lot 14 | RA06 | McEwin Building | Frome Road | Adelaide | Leased University Vacated | New
RA11-Australian Institute for Machine Learning Building | RA | Lot 14 | RA11 | Australian Institute for Machine Learning Building | Corner North Terrace & Frome Road | Adelaide | Leased University Occupied | New
RD01-Bird & Animal Proof Enclosure | RD | Rosedale | RD01 | Bird & Animal Proof Enclosure | Block 5AN, Turretfield Research Centre | Rosedale, SA 5350 | Owned University Occupied | New
RW001-Assembly Hall | RW | Roseworthy | RW001 | Assembly Hall | Spurling Circle | Roseworthy | Owned University Occupied | New
RW002-Agricultural Engineering | RW | Roseworthy | RW002 | Agricultural Engineering | Spurling Circle | Roseworthy | Owned University Occupied | New
RW003-Agricultural Engineering | RW | Roseworthy | RW003 | Agricultural Engineering | Roseworthy Campus, Mudla Wirra Road | Roseworthy | Owned University Occupied | New
RW004-Agronomy Building | RW | Roseworthy | RW004 | Agronomy Building | Spurling Circle | Roseworthy | Owned University Occupied | New
RW005-Agronomy Workshops | RW | Roseworthy | RW005 | Agronomy Workshops | Norton Road | Roseworthy | Owned University Occupied | New
RW006-Production Animal Health Centre | RW | Roseworthy | RW006 | Production Animal Health Centre | Roseworthy Campus, Mudla Wirra Road | Roseworthy | Owned University Occupied | New
RW007-Animal Holding Facility | RW | Roseworthy | RW007 | Animal Holding Facility | Daly Road | Roseworthy | Owned University Occupied | New
RW008-Applied Science Laboratory | RW | Roseworthy | RW008 | Applied Science Laboratory | Spurling Circle | Roseworthy | Owned University Occupied | New
RW009-Aquatic Animal Biosecure Facility | RW | Roseworthy | RW009 | Aquatic Animal Biosecure Facility | Spurling Circle | Roseworthy | Owned University Occupied | New
RW010-Breakwell Building | RW | Roseworthy | RW010 | Breakwell Building | Roseworthy Campus, Mudla Wirra Road | Roseworthy | Owned University Occupied | New
RW011-Birks House - Custance | RW | Roseworthy | RW011 | Birks House - Custance | Spurling Circle | Roseworthy | Owned University Occupied | New
RW012-Bird Proof Enclosure | RW | Roseworthy | RW012 | Bird Proof Enclosure | Fairlie Road | Roseworthy | Owned University Occupied | New
RW013-Museum Shed | RW | Roseworthy | RW013 | Museum Shed | Spurling Circle | Roseworthy | Owned University Occupied | New
RW014-Buckby - Large Equipment Shed | RW | Roseworthy | RW014 | Buckby - Large Equipment Shed | Buckby Road | Roseworthy | Owned University Occupied | New
RW016-Buckby House | RW | Roseworthy | RW016 | Buckby House | Buckby Road | Roseworthy | Owned University Occupied | New
RW017-Roseworthy College Hall | RW | Roseworthy | RW017 | Roseworthy College Hall | Philp Drive | Roseworthy | Owned University Occupied | New
RW018-Chambers House - Custance | RW | Roseworthy | RW018 | Chambers House - Custance | Spurling Circle | Roseworthy | Owned University Occupied | New
RW019-Colebatch House - Custance | RW | Roseworthy | RW019 | Colebatch House - Custance | Spurling Circle | Roseworthy | Owned University Occupied | New
RW020-Callaghan Building | RW | Roseworthy | RW020 | Callaghan Building | Roseworthy Campus, Mudla Wirra Road | Roseworthy | Owned University Occupied | New
RW021-Callaghan House - Custance | RW | Roseworthy | RW021 | Callaghan House - Custance | Spurling Circle | Roseworthy | Owned University Occupied | New
RW022-Corridor Building | RW | Roseworthy | RW022 | Corridor Building | Roseworthy Campus, Mudla Wirra Road | Roseworthy | Owned University Occupied | New
RW023-Callaghan Store | RW | Roseworthy | RW023 | Callaghan Store | Roseworthy Campus, Mudla Wirra Road | Roseworthy | Owned University Occupied | New
RW024-Chewings BBQ | RW | Roseworthy | RW024 | Chewings BBQ | Kuchel Drive | Roseworthy | Owned University Occupied | New
RW025-Chewings Gazebo | RW | Roseworthy | RW025 | Chewings Gazebo | Kuchel Drive | Roseworthy | Owned University Occupied | New
RW026-Chapel | RW | Roseworthy | RW026 | Chapel | Philp Drive | Roseworthy | Owned University Occupied | New
RW027-Child Care Centre | RW | Roseworthy | RW027 | Child Care Centre | Fairlie Road | Roseworthy | Owned University Occupied | New
RW028-Cattle Yard Shelter 1 | RW | Roseworthy | RW028 | Cattle Yard Shelter 1 | Roseworthy Campus, Mudla Wirra Road | Roseworthy | Owned University Occupied | New
RW029-Cattle Yard Shelter 2 | RW | Roseworthy | RW029 | Cattle Yard Shelter 2 | Roseworthy Campus, Mudla Wirra Road | Roseworthy | Owned University Occupied | New
RW030-Large Animal Teaching Facility | RW | Roseworthy | RW030 | Large Animal Teaching Facility | Roseworthy Campus, Mudla Wirra Road | Roseworthy | Owned University Occupied | New
RW032-Eastick Building | RW | Roseworthy | RW032 | Eastick Building | Roseworthy Campus, Mudla Wirra Road | Roseworthy | Owned University Occupied | New
RW033-Storage Shed | RW | Roseworthy | RW033 | Storage Shed | Roseworthy Campus, Mudla Wirra Road | Roseworthy | Owned University Occupied | New
RW034-Effluent Pump Shed | RW | Roseworthy | RW034 | Effluent Pump Shed | Roseworthy Campus, Mudla Wirra Road | Roseworthy | Owned University Occupied | New
RW035-First Aid & Toilets | RW | Roseworthy | RW035 | First Aid & Toilets | Roseworthy Campus, Mudla Wirra Road | Roseworthy | Owned University Occupied | New
RW036-Fire Station | RW | Roseworthy | RW036 | Fire Station | Spurling Circle | Roseworthy | Owned University Occupied | New
RW037-Feed Bin | RW | Roseworthy | RW037 | Feed Bin | Norton Road | Roseworthy | Owned University Occupied | New
RW038-Foot House - Custance | RW | Roseworthy | RW038 | Foot House - Custance | Spurling Circle | Roseworthy | Owned University Occupied | New
RW039-Feed mill Farm Store & Pellet Plant | RW | Roseworthy | RW039 | Feed mill Farm Store & Pellet Plant | Norton Road | Roseworthy | Owned University Occupied | New
RW044-Glasshouse | RW | Roseworthy | RW044 | Glasshouse | Roseworthy Campus, Mudla Wirra Road | Roseworthy | Owned University Occupied | New
RW045-Goulter House - Custance | RW | Roseworthy | RW045 | Goulter House - Custance | Spurling Circle | Roseworthy | Owned University Occupied | New
RW046-Hall 1 Residential | RW | Roseworthy | RW046 | Hall 1 Residential | Roseworthy Campus, Mudla Wirra Road | Roseworthy | Owned University Occupied | New
RW050-Hall 3 Residential | RW | Roseworthy | RW050 | Hall 3 Residential | Roseworthy Campus, Mudla Wirra Road | Roseworthy | Owned University Occupied | New
RW051-Hickinbotham Building | RW | Roseworthy | RW051 | Hickinbotham Building | Roseworthy Campus, Mudla Wirra Road | Roseworthy | Owned University Occupied | New
RW052-Horse Section Office | RW | Roseworthy | RW052 | Horse Section Office | Roseworthy Campus, Mudla Wirra Road | Roseworthy | Owned University Occupied | New
RW053-Horse Shed 1 | RW | Roseworthy | RW053 | Horse Shed 1 | Roseworthy Campus, Mudla Wirra Road | Roseworthy | Owned University Occupied | New
RW054-Horse Shed 2 | RW | Roseworthy | RW054 | Horse Shed 2 | Roseworthy Campus, Mudla Wirra Road | Roseworthy | Owned University Occupied | New
RW055-Horse Stables 1 | RW | Roseworthy | RW055 | Horse Stables 1 | Roseworthy Campus, Mudla Wirra Road | Roseworthy | Owned University Occupied | New
RW056-Horse Stables 2 | RW | Roseworthy | RW056 | Horse Stables 2 | Roseworthy Campus, Mudla Wirra Road | Roseworthy | Owned University Occupied | New
RW057-Herriot House - Custance | RW | Roseworthy | RW057 | Herriot House - Custance | Spurling Circle | Roseworthy | Owned University Occupied | New
RW058-Hawker House - Custance | RW | Roseworthy | RW058 | Hawker House - Custance | Spurling Circle | Roseworthy | Owned University Occupied | New
RW059-Hiddle House - Custance | RW | Roseworthy | RW059 | Hiddle House - Custance | Spurling Circle | Roseworthy | Owned University Occupied | New
RW060-Housing 1 | RW | Roseworthy | RW060 | Housing 1 | Callahan Road | Roseworthy | Owned University Occupied | New
RW061-Housing 2 | RW | Roseworthy | RW061 | Housing 2 | Callahan Road | Roseworthy | Owned University Occupied | New
RW062-Housing 3 | RW | Roseworthy | RW062 | Housing 3 | Callahan Road | Roseworthy | Owned University Occupied | New
RW063-Housing 5 | RW | Roseworthy | RW063 | Housing 5 | Kuchel Drive | Roseworthy | Owned University Occupied | New
RW064-Housing 13 | RW | Roseworthy | RW064 | Housing 13 | Mudla Wirra Road | Roseworthy | Owned University Occupied | New
RW065-Housing 14 | RW | Roseworthy | RW065 | Housing 14 | Mudla Wirra Road | Roseworthy | Owned University Occupied | New
RW066-Housing 15 | RW | Roseworthy | RW066 | Housing 15 | Mudla Wirra Road | Roseworthy | Owned University Occupied | New
RW067-Housing 16 | RW | Roseworthy | RW067 | Housing 16 | Mudla Wirra Road | Roseworthy | Owned University Occupied | New
RW068-Housing 18 | RW | Roseworthy | RW068 | Housing 18 | Mudla Wirra Road | Roseworthy | Owned University Occupied | New
RW069-Housing 19 | RW | Roseworthy | RW069 | Housing 19 | Mudla Wirra Road | Roseworthy | Owned University Occupied | New
RW070-Housing 20 | RW | Roseworthy | RW070 | Housing 20 | Mudla Wirra Road | Roseworthy | Owned University Occupied | New
RW071-Hay Shed 1 | RW | Roseworthy | RW071 | Hay Shed 1 | Roseworthy Campus, Mudla Wirra Road | Roseworthy | Owned University Occupied | New
RW072-Hay Shed 2 | RW | Roseworthy | RW072 | Hay Shed 2 | Roseworthy Campus, Mudla Wirra Road | Roseworthy | Owned University Occupied | New
RW073-Hay Shed 3 | RW | Roseworthy | RW073 | Hay Shed 3 | Fairlie Road | Roseworthy | Owned University Occupied | New
RW075-Information Centre | RW | Roseworthy | RW075 | Information Centre | Norton Road | Roseworthy | Owned University Occupied | New
RW076-Implement Shed | RW | Roseworthy | RW076 | Implement Shed | Roseworthy Campus, Mudla Wirra Road | Roseworthy | Owned University Occupied | New
RW077-J.S. Davies Building | RW | Roseworthy | RW077 | J.S. Davies Building | Roseworthy Campus, Mudla Wirra Road | Roseworthy | Owned University Occupied | New
RW078-Kelly Block - Custance | RW | Roseworthy | RW078 | Kelly Block - Custance | Roseworthy Campus, Mudla Wirra Road | Roseworthy | Owned University Occupied | New
RW079-Leske Building | RW | Roseworthy | RW079 | Leske Building | Roseworthy Campus, Mudla Wirra Road | Roseworthy | Owned University Occupied | New
RW080-Lunging Ring | RW | Roseworthy | RW080 | Lunging Ring | Roseworthy Campus, Mudla Wirra Road | Roseworthy | Owned University Occupied | New
RW081-Residential Study Rooms - Custance | RW | Roseworthy | RW081 | Residential Study Rooms - Custance | Spurling Circle | Roseworthy | Owned University Occupied | New
RW082-Laundry | RW | Roseworthy | RW082 | Laundry | Roseworthy Campus, Mudla Wirra Road | Roseworthy | Owned University Occupied | New
RW083-Lowrie House - Custance | RW | Roseworthy | RW083 | Lowrie House - Custance | Spurling Circle | Roseworthy | Owned University Occupied | New
RW085-Machinery Shed 2 | RW | Roseworthy | RW085 | Machinery Shed 2 | Norton Road | Roseworthy | Owned University Occupied | New
RW086-Machinery Shed 3 | RW | Roseworthy | RW086 | Machinery Shed 3 | Roseworthy Campus, Mudla Wirra Road | Roseworthy | Owned University Occupied | New
RW087-McCulloch House - Custance | RW | Roseworthy | RW087 | McCulloch House - Custance | Spurling Circle | Roseworthy | Owned University Occupied | New
RW088-Manure Shed | RW | Roseworthy | RW088 | Manure Shed | Daly Road | Roseworthy | Owned University Occupied | New
RW089-Model Railway Sheds | RW | Roseworthy | RW089 | Model Railway Sheds | Kuchel Drive | Roseworthy | Owned University Occupied | New
RW090-Museum - Machinery | RW | Roseworthy | RW090 | Museum - Machinery | Spurling Circle | Roseworthy | Owned University Occupied | New
RW091-Museum Display Building 1 | RW | Roseworthy | RW091 | Museum Display Building 1 | Roseworthy Campus, Mudla Wirra Road | Roseworthy | Owned University Occupied | New
RW092-Museum Display Building 2 | RW | Roseworthy | RW092 | Museum Display Building 2 | Spurling Circle | Roseworthy | Owned University Occupied | New
RW093-Museum Implement Shed | RW | Roseworthy | RW093 | Museum Implement Shed | Spurling Circle | Roseworthy | Owned University Occupied | New
RW094-Museum Office and Toilet | RW | Roseworthy | RW094 | Museum Office and Toilet | Spurling Circle | Roseworthy | Owned University Occupied | New
RW096-Nankiville Block - Custance | RW | Roseworthy | RW096 | Nankiville Block - Custance | Roseworthy Campus, Mudla Wirra Road | Roseworthy | Owned University Occupied | New
RW097-Oates House - Custance | RW | Roseworthy | RW097 | Oates House - Custance | Spurling Circle | Roseworthy | Owned University Occupied | New
RW098-Old Slaughter House | RW | Roseworthy | RW098 | Old Slaughter House | Daly Road | Roseworthy | Owned University Occupied | New
RW099-Old Tassie Building | RW | Roseworthy | RW099 | Old Tassie Building | Spurling Circle | Roseworthy | Owned University Occupied | New
RW100-Oval Grandstand | RW | Roseworthy | RW100 | Oval Grandstand | Kuchel Drive | Roseworthy | Owned University Occupied | New
RW101-Oval Canteen | RW | Roseworthy | RW101 | Oval Canteen | Kuchel Drive | Roseworthy | Owned University Occupied | New
RW102-Plant Breeder Machinery Shed | RW | Roseworthy | RW102 | Plant Breeder Machinery Shed | Kuchel Drive | Roseworthy | Owned University Occupied | New
RW103-Plant Breeding Stores | RW | Roseworthy | RW103 | Plant Breeding Stores | Roseworthy Campus, Mudla Wirra Road | Roseworthy | Owned University Occupied | New
RW104-Perkins House - Custance | RW | Roseworthy | RW104 | Perkins House - Custance | Spurling Circle | Roseworthy | Owned University Occupied | New
RW105-Possums Hut | RW | Roseworthy | RW105 | Possums Hut | Fairlie Road | Roseworthy | Owned University Occupied | New
RW106-Perkins Building | RW | Roseworthy | RW106 | Perkins Building | Kuchel Drive | Roseworthy | Owned University Occupied | New
RW108-PPPI Research Laboratory | RW | Roseworthy | RW108 | PPPI Research Laboratory | Roseworthy Campus, Mudla Wirra Road | Roseworthy | Owned University Occupied | New
RW109-Principal's Residence | RW | Roseworthy | RW109 | Principal's Residence | Fairlie Road | Roseworthy | Owned University Occupied | New
RW110-Principal's Residence - Garage | RW | Roseworthy | RW110 | Principal's Residence - Garage | Fairlie Road | Roseworthy | Owned University Occupied | New
RW111-Principal's Residence - Outbuilding | RW | Roseworthy | RW111 | Principal's Residence - Outbuilding | Fairlie Road | Roseworthy | Owned University Occupied | New
RW112-Poly Tunnels | RW | Roseworthy | RW112 | Poly Tunnels | Roseworthy Campus, Mudla Wirra Road | Roseworthy | Owned Tenanted | New
RW113-Poultry WC | RW | Roseworthy | RW113 | Poultry WC | Roseworthy Campus, Mudla Wirra Road | Roseworthy | Owned University Occupied | New
RW114-Poultry Broiler Shed | RW | Roseworthy | RW114 | Poultry Broiler Shed | Carter Road | Roseworthy | Owned University Occupied | New
RW115-Poultry Layer Shed | RW | Roseworthy | RW115 | Poultry Layer Shed | Carter Road | Roseworthy | Owned University Occupied | New
RW116-Poultry Metabolism Shed | RW | Roseworthy | RW116 | Poultry Metabolism Shed | Carter Road | Roseworthy | Owned University Occupied | New
RW117-Poultry Office & Egg Handling | RW | Roseworthy | RW117 | Poultry Office & Egg Handling | Carter Road | Roseworthy | Owned University Occupied | New
RW118-Poultry Office | RW | Roseworthy | RW118 | Poultry Office | Carter Road | Roseworthy | Owned University Occupied | New
RW119-Poultry Shed - Storage | RW | Roseworthy | RW119 | Poultry Shed - Storage | Carter Road | Roseworthy | Owned University Occupied | New
RW120-Storage Shed | RW | Roseworthy | RW120 | Storage Shed | Roseworthy Campus, Mudla Wirra Road | Roseworthy | Owned University Occupied | New
RW121-Pool Complex | RW | Roseworthy | RW121 | Pool Complex | Roseworthy Campus, Mudla Wirra Road | Roseworthy | Owned University Occupied | New
RW122-Housing 11 | RW | Roseworthy | RW122 | Housing 11 | Spurling Circle | Roseworthy | Owned University Occupied | New
RW123-Housing 26 | RW | Roseworthy | RW123 | Housing 26 | Spurling Circle | Roseworthy | Owned University Occupied | New
RW125-Farm Office | RW | Roseworthy | RW125 | Farm Office | Norton Road | Roseworthy | Owned University Occupied | New
RW126-Farm Services Office | RW | Roseworthy | RW126 | Farm Services Office | Norton Road | Roseworthy | Owned University Occupied | New
RW127-Farm Chemical Store | RW | Roseworthy | RW127 | Farm Chemical Store | Daly Road | Roseworthy | Owned University Occupied | New
RW128-Roseworthy Piggery - Dry Sow/ Mating | RW | Roseworthy | RW128 | Roseworthy Piggery - Dry Sow/ Mating | Graingers Road | Roseworthy | Owned Tenanted | New
RW129-Roseworthy Piggery - Farrowing Shed | RW | Roseworthy | RW129 | Roseworthy Piggery - Farrowing Shed | Graingers Road | Roseworthy | Owned Tenanted | New
RW130-Roseworthy Piggery - Grower & Finishing | RW | Roseworthy | RW130 | Roseworthy Piggery - Grower & Finishing | Graingers Road | Roseworthy | Owned Tenanted | New
RW131-Roseworthy Piggery - Nutrition Shed | RW | Roseworthy | RW131 | Roseworthy Piggery - Nutrition Shed | Graingers Road | Roseworthy | Owned Tenanted | New
RW132-Roseworthy Piggery - Office | RW | Roseworthy | RW132 | Roseworthy Piggery - Office | Graingers Road | Roseworthy | Owned Tenanted | New
RW133-Roseworthy Piggery - Weaner Shed | RW | Roseworthy | RW133 | Roseworthy Piggery - Weaner Shed | Graingers Road | Roseworthy | Owned Tenanted | New
RW134-Roseworthy Piggery - Implement Shed | RW | Roseworthy | RW134 | Roseworthy Piggery - Implement Shed | Graingers Road | Roseworthy | Owned Tenanted | New
RW135-Roseworthy Piggery Eco Shelter | RW | Roseworthy | RW135 | Roseworthy Piggery Eco Shelter | Graingers Road | Roseworthy | Owned Tenanted | New
RW136-Roseworthy Piggery Eco Shelter | RW | Roseworthy | RW136 | Roseworthy Piggery Eco Shelter | Graingers Road | Roseworthy | Owned Tenanted | New
RW137-Roseworthy Piggery Eco Shelter | RW | Roseworthy | RW137 | Roseworthy Piggery Eco Shelter | Graingers Road | Roseworthy | Owned Tenanted | New
RW138-Roseworthy Piggery Eco Shelter | RW | Roseworthy | RW138 | Roseworthy Piggery Eco Shelter | Graingers Road | Roseworthy | Owned Tenanted | New
RW139-Roseworthy Piggery Eco Shelter | RW | Roseworthy | RW139 | Roseworthy Piggery Eco Shelter | Graingers Road | Roseworthy | Owned Tenanted | New
RW140-Roseworthy Piggery Eco Shelter | RW | Roseworthy | RW140 | Roseworthy Piggery Eco Shelter | Graingers Road | Roseworthy | Owned Tenanted | New
RW141-Staff Facility | RW | Roseworthy | RW141 | Staff Facility | Roseworthy Campus, Mudla Wirra Road | Roseworthy | Owned University Occupied | New
RW142-Score Board | RW | Roseworthy | RW142 | Score Board | Roseworthy Campus, Mudla Wirra Road | Roseworthy | Owned University Occupied | New
RW144-Stables | RW | Roseworthy | RW144 | Stables | Roseworthy Campus, Mudla Wirra Road | Roseworthy | Owned University Occupied | New
RW145-Seed Grading Shed | RW | Roseworthy | RW145 | Seed Grading Shed | Norton Road | Roseworthy | Owned University Occupied | New
RW146-Schinkel Building | RW | Roseworthy | RW146 | Schinkel Building | Roseworthy Campus, Mudla Wirra Road | Roseworthy | Owned University Occupied | New
RW147-Service Compound | RW | Roseworthy | RW147 | Service Compound | Roseworthy Campus, Mudla Wirra Road | Roseworthy | Owned University Occupied | New
RW148-Shearing Shed | RW | Roseworthy | RW148 | Shearing Shed | Daly Road | Roseworthy | Owned University Occupied | New
RW149-Shed | RW | Roseworthy | RW149 | Shed | Roseworthy Campus, Mudla Wirra Road | Roseworthy | Owned University Occupied | New
RW150-Grounds Shed 1 | RW | Roseworthy | RW150 | Grounds Shed 1 | Fairlie Road | Roseworthy | Owned University Occupied | New
RW151-Grounds Shed 2 | RW | Roseworthy | RW151 | Grounds Shed 2 | Fairlie Road | Roseworthy | Owned University Occupied | New
RW152-Storage Shed | RW | Roseworthy | RW152 | Storage Shed | Roseworthy Campus, Mudla Wirra Road | Roseworthy | Owned University Occupied | New
RW153-Calf Shed | RW | Roseworthy | RW153 | Calf Shed | Roseworthy Campus, Mudla Wirra Road | Roseworthy | Owned University Occupied | New
RW155-Student Union Building | RW | Roseworthy | RW155 | Student Union Building | Spurling Circle | Roseworthy | Owned University Occupied | New
RW156-Security & Campus Services | RW | Roseworthy | RW156 | Security & Campus Services | Spurling Circle | Roseworthy | Owned University Occupied | New
RW157-Ticket Box - Model Railway | RW | Roseworthy | RW157 | Ticket Box - Model Railway | Kuchel Drive | Roseworthy | Owned University Occupied | New
RW158-Toilet adjacent Shearing Shed | RW | Roseworthy | RW158 | Toilet adjacent Shearing Shed | Roseworthy Campus, Mudla Wirra Road | Roseworthy | Owned University Occupied | New
RW159-Toilets & Change Rooms | RW | Roseworthy | RW159 | Toilets & Change Rooms | Kuchel Drive | Roseworthy | Owned University Occupied | New
RW160-Toilets | RW | Roseworthy | RW160 | Toilets | Roseworthy Campus, Mudla Wirra Road | Roseworthy | Owned University Occupied | New
RW161-Towar House - Custance | RW | Roseworthy | RW161 | Towar House - Custance | Spurling Circle | Roseworthy | Owned University Occupied | New
RW162-Veterinary Centre | RW | Roseworthy | RW162 | Veterinary Centre | Roseworthy Campus, Mudla Wirra Road | Roseworthy | Owned University Occupied | New
RW163-Veterinary Science | RW | Roseworthy | RW163 | Veterinary Science | Spurling Circle | Roseworthy | Owned University Occupied | New
RW164-Store & Weighbridge | RW | Roseworthy | RW164 | Store & Weighbridge | Norton Road | Roseworthy | Owned University Occupied | New
RW165-Aquaculture Centre | RW | Roseworthy | RW165 | Aquaculture Centre | Spurling Circle | Roseworthy | Owned University Occupied | New
RW166-Williams Building | RW | Roseworthy | RW166 | Williams Building | Roseworthy Campus, Mudla Wirra Road | Roseworthy | Owned University Occupied | New
RW167-Bus Shelter | RW | Roseworthy | RW167 | Bus Shelter | Mudla Wirra Road | Roseworthy | Owned University Occupied | New
RW168-Workshop | RW | Roseworthy | RW168 | Workshop | Roseworthy Campus, Mudla Wirra Road | Roseworthy | Owned University Occupied | New
RW170-Animal House - Small | RW | Roseworthy | RW170 | Animal House - Small | Roseworthy Campus, Mudla Wirra Road | Roseworthy | Owned University Occupied | New
RW171-Production Animal Clinic | RW | Roseworthy | RW171 | Production Animal Clinic | Spurling Circle | Roseworthy | Owned University Occupied | New
RW172-Equine Health Centre | RW | Roseworthy | RW172 | Equine Health Centre | Spurling Circle | Roseworthy | Owned University Occupied | New
RW173-Feed Store | RW | Roseworthy | RW173 | Feed Store | Spurling Circle | Roseworthy | Owned University Occupied | New
RW174-ICU Barn | RW | Roseworthy | RW174 | ICU Barn | Spurling Circle | Roseworthy | Owned University Occupied | New
RW175-Wards | RW | Roseworthy | RW175 | Wards | Spurling Circle | Roseworthy | Owned University Occupied | New
RW176-Stalls | RW | Roseworthy | RW176 | Stalls | Spurling Circle | Roseworthy | Owned University Occupied | New
RW177-Theriogenology | RW | Roseworthy | RW177 | Theriogenology | Spurling Circle | Roseworthy | Owned University Occupied | New
RW178-Isolation | RW | Roseworthy | RW178 | Isolation | Spurling Circle | Roseworthy | Owned University Occupied | New
RW180-Plant Breeder Machinery Shed 2 | RW | Roseworthy | RW180 | Plant Breeder Machinery Shed 2 | Kuchel Drive | Roseworthy | Owned Tenanted | New
RW181-Poly Tunnels | RW | Roseworthy | RW181 | Poly Tunnels | Roseworthy Campus, Mudla Wirra Road | Roseworthy | Owned Tenanted | New
RW182-Roseworthy Piggery Eco Shelter | RW | Roseworthy | RW182 | Roseworthy Piggery Eco Shelter | Graingers Road | Roseworthy | Owned Tenanted | New
RW185-Roseworthy Piggery Eco Shelter | RW | Roseworthy | RW185 | Roseworthy Piggery Eco Shelter | Graingers Road | Roseworthy | Owned Tenanted | New
RW186-Roseworthy Piggery Eco Shelter | RW | Roseworthy | RW186 | Roseworthy Piggery Eco Shelter | Graingers Road | Roseworthy | Owned Tenanted | New
RW189-Roseworthy Piggery Eco Shelter | RW | Roseworthy | RW189 | Roseworthy Piggery Eco Shelter | Graingers Road | Roseworthy | Owned Tenanted | New
RW190-Hay Shed - Graingers Road | RW | Roseworthy | RW190 | Hay Shed - Graingers Road | Graingers Road | Roseworthy | Owned University Occupied | New
RW191-Pump Shed - Dam | RW | Roseworthy | RW191 | Pump Shed - Dam | Kuchel Drive | Roseworthy | Owned University Occupied | New
RW192-Pump Shed - Effluent Ponds | RW | Roseworthy | RW192 | Pump Shed - Effluent Ponds | Hayden Road | Roseworthy | Owned University Occupied | New
RW193-Toilet - Horse Section | RW | Roseworthy | RW193 | Toilet - Horse Section | Norton Road | Roseworthy | Owned University Occupied | New
RW194-Shed - Battery Store | RW | Roseworthy | RW194 | Shed - Battery Store | Roseworthy Campus, Mudla Wirra Road | Roseworthy | Owned University Occupied | New
RW195-Solar Farm Services | RW | Roseworthy | RW195 | Solar Farm Services | Roseworthy Campus, Mudla Wirra Road | Roseworthy | Owned University Occupied | New
RW196-Cattle Yard Shelter | RW | Roseworthy | RW196 | Cattle Yard Shelter | Norton Road | Roseworthy | Owned University Occupied | New
RW197-Shed - Solar BESS | RW | Roseworthy | RW197 | Shed - Solar BESS | Spurling Circle | Roseworthy | Owned University Occupied | New
SA01-Saint Andrew's Hospital | SA | Saint Andrews Hospital | SA01 | Saint Andrew's Hospital | 350 South Terrace | Adelaide | Leased University Occupied | New
SF01-Hangar 6 | SF | Stonefield Airfield | SF01 | Hangar 6 | Stonefield Road | Steinfeld | Owned University Occupied | New
SF02-Hangar 7 | SF | Stonefield Airfield | SF02 | Hangar 7 | Stonefield Road | Steinfeld | Owned University Occupied | New
SF03-Gliding Club House | SF | Stonefield Airfield | SF03 | Gliding Club House | Stonefield Road | Steinfeld | Leased University Occupied | New
SF04-Bunk House | SF | Stonefield Airfield | SF04 | Bunk House | Stonefield Road | Steinfeld | Leased University Occupied | New
SI01-Teochew Building Singapore | SI | Singapore | SI01 | Teochew Building Singapore | 97 Tank Road | Singapore | Leased University Vacated | New
TB10-Garage Building | TB | Thebarton | TB10 | Garage Building | Little Reid Street | Thebarton | Owned University Occupied | New
TB15-Milne Gilbey Patterson | TB | Thebarton | TB15 | Milne Gilbey Patterson | Anderson Street | Thebarton | Leased University Occupied | New
TB22-The Adobe | TB | Thebarton | TB22 | The Adobe | Little Reid Street | Thebarton | Owned University Occupied | New
TB23-The Palace | TB | Thebarton | TB23 | The Palace | University Drive | Thebarton | Leased University Occupied | New
TB24-The Pill Box | TB | Thebarton | TB24 | The Pill Box | Little Winwood Street | Thebarton | Leased University Occupied | New
TB25-The Factory 10/Store House 11 | TB | Thebarton | TB25 | The Factory 10/Store House 11 | Little Winwood Street | Thebarton | Leased University Occupied | New
TB27-The Ranch | TB | Thebarton | TB27 | The Ranch | Queen Street | Thebarton | Owned University Occupied | New
TB28-Warehouse 5 & 6 | TB | Thebarton | TB28 | Warehouse 5 & 6 | Winwood Street | Thebarton | Leased University Occupied | New
TW01-Two Wells Dairy | TW | Two Wells | TW01 | Two Wells Dairy | Lot 1 Harvey Road | Two Wells | Leased University Occupied | New
WA01-Wallaroo Residence, 17 Boarse Crescent. | WA | Wallaroo | WA01 | Wallaroo Residence, 17 Boarse Crescent. | 17 Boarse Crescent | Wallaroo | Leased University Occupied | New
WB01-Change rooms & Caretakers Residence | WB | West Beach | WB01 | Change rooms & Caretakers Residence | Foreman Street | West Beach | Leased University Occupied | New
WB02-Gliding Club & Workshop | WB | West Beach | WB02 | Gliding Club & Workshop | Foreman Street | West Beach | Leased University Occupied | New
WB04-Scuba & Mountain Club Shed | WB | West Beach | WB04 | Scuba & Mountain Club Shed | Foreman Street | West Beach | Leased University Occupied | New
WB05-Sailing Club Shed | WB | West Beach | WB05 | Sailing Club Shed | Foreman Street | West Beach | Leased University Occupied | New
WB06-Shed - Scuba Club | WB | West Beach | WB06 | Shed - Scuba Club | Foreman Street | West Beach | Owned University Occupied | New
WB07-Shed - Facilites | WB | West Beach | WB07 | Shed - Facilites | Foreman Street | West Beach | Leased University Occupied | New
WB08-West Beach Clubrooms | WB | West Beach | WB08 | West Beach Clubrooms | Foreman Street | West Beach | Owned University Occupied | New
WB09-Shed - Pump Facility | WB | West Beach | WB09 | Shed - Pump Facility | Foreman Street | West Beach | Leased University Occupied | New
WC01-Clarence Reiger Building | WC | Women's & Children's Hospital | WC01 | Clarence Reiger Building | 72 King William Road | North Adelaide | Leased University Occupied | New
WC03-Good Friday Building | WC | Women's & Children's Hospital | WC03 | Good Friday Building | 72 King William Road | North Adelaide | Leased University Occupied | New
WC04-Queen Victoria Building | WC | Women's & Children's Hospital | WC04 | Queen Victoria Building | 72 King William Road | North Adelaide | Leased University Occupied | New
WE01-SAHMRI - South Australian Health and Medical Research Institute | WE | West End Health Precinct | WE01 | SAHMRI - South Australian Health and Medical Research Institute | North Terrace Adelaide 5000 | Adelaide | Leased University Occupied | New
WE02-AHMS - Adelaide Health and Medical Sciences | WE | West End Health Precinct | WE02 | AHMS - Adelaide Health and Medical Sciences | North Terrace Adelaide 5000 | Adelaide | Owned University Occupied | New
WH02-Whyalla Residential | WH | Whyalla | WH02 | Whyalla Residential | 26 Roberts Terrace | Whyalla | Owned University Occupied | New
WH03-UniSA Main Building | WH | Whyalla | WH03 | UniSA Main Building | Nicolson Avenue | Whyalla Norrie | Leased University Vacated | New
WI01-Accommodation Quarters | WI | West Island | WI01 | Accommodation Quarters | West Island Conservation Park | Encounter Bay | Leased University Occupied | New
WI02-National Park Laboratory | WI | West Island | WI02 | National Park Laboratory | West Island Conservation Park | Encounter Bay | Leased University Occupied | New
WI03-Old Fuel Shed | WI | West Island | WI03 | Old Fuel Shed | West Island Conservation Park | Encounter Bay | Leased University Occupied | New
WL01-Rowing Club | WL | West Lakes | WL01 | Rowing Club | Military Road | West Lakes Shore | Leased University Occupied | New
WT02-Volunteer Centre | WT | Waite | WT02 | Volunteer Centre | Waite Road | Urrbrae | Owned University Occupied | New
WT03-Barrier Building | WT | Waite | WT03 | Barrier Building | Hartley Grove | Urrbrae | Owned University Occupied | New
WT04-Battery House | WT | Waite | WT04 | Battery House | Claremont Avenue | Urrbrae | Owned University Occupied | New
WT05-Glover Bird-Proof Crop Enclosure | WT | Waite | WT05 | Glover Bird-Proof Crop Enclosure | Waite Road | Urrbrae | Owned University Occupied | New
WT06-Almond Cage | WT | Waite | WT06 | Almond Cage | Waite Road | Urrbrae | Owned University Occupied | New
WT07-Central Animal House | WT | Waite | WT07 | Central Animal House | Hartley Grove | Urrbrae | Owned University Occupied | New
WT08-Cereal Breeding Lab | WT | Waite | WT08 | Cereal Breeding Lab | Waite Road | Urrbrae | Owned University Occupied | New
WT09-CSIRO Building 1 | WT | Waite | WT09 | CSIRO Building 1 | Waite Road | Urrbrae | Owned Tenanted | New
WT10-CSIRO Building 2 | WT | Waite | WT10 | CSIRO Building 2 | Hartley Grove | Urrbrae | Owned Tenanted | New
WT100-Claremont House Garage | WT | Waite | WT100 | Claremont House Garage | Claremont Drive | Urrbrae | Owned University Occupied | New
WT101-Irrigation Shed | WT | Waite | WT101 | Irrigation Shed | Hartley Grove | Urrbrae | Owned University Occupied | New
WT102-Orchard - Birdproof Enclosure | WT | Waite | WT102 | Orchard - Birdproof Enclosure | Hartley Grove | Urrbrae | Owned University Occupied | New
WT103-Eric Crawford Pasture Enclosure | WT | Waite | WT103 | Eric Crawford Pasture Enclosure | Waite Road | Urrbrae | Owned University Occupied | New
WT104-Birdproof Enclosure - Southern | WT | Waite | WT104 | Birdproof Enclosure - Southern | Waite Road | Urrbrae | Owned University Occupied | New
WT105-Pump Shed - Alverstoke Orchard Bore | WT | Waite | WT105 | Pump Shed - Alverstoke Orchard Bore | Waite Road | Urrbrae | Owned University Occupied | New
WT107-CSIRO Implement Shed | WT | Waite | WT107 | CSIRO Implement Shed | Mulyungerie Road | Urrbrae | Owned Tenanted | New
WT108-Birdproof Enclosure - Northern | WT | Waite | WT108 | Birdproof Enclosure - Northern | Waite Road | Urrbrae | Owned University Occupied | New
WT109-TERN Shed | WT | Waite | WT109 | TERN Shed | Paratoo Road | Urrbrae | Owned University Occupied | New
WT11-Children's Centre | WT | Waite | WT11 | Children's Centre | Paratoo Road South | Urrbrae | Owned University Occupied | New
WT12-Containment Glasshouse | WT | Waite | WT12 | Containment Glasshouse | Hartley Grove | Urrbrae | Owned University Occupied | New
WT13-Charles Hawker Building | WT | Waite | WT13 | Charles Hawker Building | Waite Road | Urrbrae | Owned University Occupied | New
WT14-Claremont House | WT | Waite | WT14 | Claremont House | Claremont Drive | Urrbrae | Owned University Occupied | New
WT15-Claremont Shed | WT | Waite | WT15 | Claremont Shed | Claremont Drive | Urrbrae | Owned University Occupied | New
WT16-Coach House | WT | Waite | WT16 | Coach House | Claremont Avenue | Urrbrae | Owned University Occupied | New
WT17-Sports Clubrooms | WT | Waite | WT17 | Sports Clubrooms | Claremont Avenue | Urrbrae | Owned University Occupied | New
WT18-Security Cottage | WT | Waite | WT18 | Security Cottage | Waite Road | Urrbrae | Owned University Occupied | New
WT19-Crop Protection Field Laboratory | WT | Waite | WT19 | Crop Protection Field Laboratory | Hartley Grove | Urrbrae | Owned University Occupied | New
WT20-Cereal Store | WT | Waite | WT20 | Cereal Store | Waite Road | Urrbrae | Owned University Occupied | New
WT21-Furniture Store | WT | Waite | WT21 | Furniture Store | Waite Road | Urrbrae | Owned University Occupied | New
WT22-Peter Waite Garage | WT | Waite | WT22 | Peter Waite Garage | Claremont Avenue | Urrbrae | Owned University Occupied | New
WT23-Pest Plant Glasshouse | WT | Waite | WT23 | Pest Plant Glasshouse | Waite Road | Urrbrae | Owned University Occupied | New
WT24-Glasshouse - G23 | WT | Waite | WT24 | Glasshouse - G23 | Waite Road | Urrbrae | Owned University Occupied | New
WT25-Glasshouse - G24 | WT | Waite | WT25 | Glasshouse - G24 | Waite Road | Urrbrae | Owned University Occupied | New
WT26-Glasshouse - G25 | WT | Waite | WT26 | Glasshouse - G25 | Waite Road | Urrbrae | Owned University Occupied | New
WT27-Glasshouse - G26 | WT | Waite | WT27 | Glasshouse - G26 | Waite Road | Urrbrae | Owned University Occupied | New
WT28-Gate House | WT | Waite | WT28 | Gate House | Cross Road | Urrbrae | Owned University Occupied | New
WT29-Hannaford | WT | Waite | WT29 | Hannaford | Waite Road | Urrbrae | Owned University Occupied | New
WT30-Hartley House | WT | Waite | WT30 | Hartley House | Hartley Grove | Urrbrae | Owned University Occupied | New
WT31-Eastern Igloo | WT | Waite | WT31 | Eastern Igloo | Waite Road | Urrbrae | Owned University Occupied | New
WT32-Duncan Swan Insectary | WT | Waite | WT32 | Duncan Swan Insectary | Hartley Grove | Urrbrae | Owned University Occupied | New
WT33-Insectary Glasshouse | WT | Waite | WT33 | Insectary Glasshouse | Hartley Grove | Urrbrae | Owned University Occupied | New
WT34-Davies Building | WT | Waite | WT34 | Davies Building | Paratoo Road South | Urrbrae | Owned University Occupied | New
WT35-Breeding Field Operations | WT | Waite | WT35 | Breeding Field Operations | Paratoo Road South | Urrbrae | Owned University Occupied | New
WT36-Machinery Carport | WT | Waite | WT36 | Machinery Carport | Waite Road | Urrbrae | Owned University Occupied | New
WT37-McLeod House | WT | Waite | WT37 | McLeod House | Waite Road | Urrbrae | Owned University Occupied | New
WT38-Milling Laboratory | WT | Waite | WT38 | Milling Laboratory | Waite Road | Urrbrae | Owned University Occupied | New
WT39-Netherby Kindergarten | WT | Waite | WT39 | Netherby Kindergarten | Bruce Webb Crescent | Urrbrae | Owned University Occupied | New
WT40-Plant Accelerator | WT | Waite | WT40 | Plant Accelerator | Hartley Grove | Urrbrae | Owned University Occupied | New
WT41-Grain Quality Building | WT | Waite | WT41 | Grain Quality Building | Waite Road | Urrbrae | Owned University Occupied | New
WT42-Prescott Building | WT | Waite | WT42 | Prescott Building | Paratoo Road South | Urrbrae | Leased University Occupied | New
WT43-Plant Research Centre | WT | Waite | WT43 | Plant Research Centre | Hartley Grove | Urrbrae | Leased University Occupied | New
WT44-Plant Genomics Centre | WT | Waite | WT44 | Plant Genomics Centre | Hartley Grove | Urrbrae | Owned University Occupied | New
WT45-Pump Shed - Aboretum Dam | WT | Waite | WT45 | Pump Shed - Aboretum Dam | Waite Road | Urrbrae | Owned University Occupied | New
WT46-Plant Breeding Building | WT | Waite | WT46 | Plant Breeding Building | Waite Road | Urrbrae | Owned University Occupied | New
WT47-Northern Poly Tunnel | WT | Waite | WT47 | Northern Poly Tunnel | Waite Road | Urrbrae | Owned University Occupied | New
WT48-Lab Animal Services Transportable | WT | Waite | WT48 | Lab Animal Services Transportable | Waite Road | Urrbrae | Owned University Occupied | New
WT49-Biological Control Insectary | WT | Waite | WT49 | Biological Control Insectary | Hartley Grove | Urrbrae | Owned University Occupied | New
WT50-Rockpile Building | WT | Waite | WT50 | Rockpile Building | Hartley Grove | Urrbrae | Owned University Occupied | New
WT51-Hillside Lodge | WT | Waite | WT51 | Hillside Lodge | Hartley Grove | Urrbrae | Owned University Occupied | New
WT52-Soil Barn | WT | Waite | WT52 | Soil Barn | Waite Road | Urrbrae | Owned University Occupied | New
WT53-Northern Shade Houses | WT | Waite | WT53 | Northern Shade Houses | Waite Road | Urrbrae | Owned University Occupied | New
WT54-Shade House | WT | Waite | WT54 | Shade House | Waite Road | Urrbrae | Owned University Occupied | New
WT55-Eastern Shadehouse 16 | WT | Waite | WT55 | Eastern Shadehouse 16 | Waite Road | Urrbrae | Owned University Occupied | New
WT56-Eastern Shadehouse 16a | WT | Waite | WT56 | Eastern Shadehouse 16a | Waite Road | Urrbrae | Owned University Occupied | New
WT57-Eastern Shadehouse 16c | WT | Waite | WT57 | Eastern Shadehouse 16c | Waite Road | Urrbrae | Owned University Occupied | New
WT58-Soil Bays | WT | Waite | WT58 | Soil Bays | Waite Road | Urrbrae | Owned University Occupied | New
WT59-Spray Facility | WT | Waite | WT59 | Spray Facility | Waite Road | Urrbrae | Owned University Occupied | New
WT61-Southern Barns General Laboratory | WT | Waite | WT61 | Southern Barns General Laboratory | Claremont Avenue | Urrbrae | Owned University Occupied | New
WT62-Southern Barns Sensory Laboratory | WT | Waite | WT62 | Southern Barns Sensory Laboratory | Claremont Avenue | Urrbrae | Owned University Occupied | New
WT63-Southern Barns Soils Laboratory | WT | Waite | WT63 | Southern Barns Soils Laboratory | Claremont Avenue | Urrbrae | Owned University Occupied | New
WT64-Field Machinery Store | WT | Waite | WT64 | Field Machinery Store | Hartley Grove | Urrbrae | Owned University Occupied | New
WT65-Orchard Shed | WT | Waite | WT65 | Orchard Shed | Hartley Grove | Urrbrae | Owned University Occupied | New
WT67-Pest Plant Store | WT | Waite | WT67 | Pest Plant Store | Waite Road | Urrbrae | Owned University Occupied | New
WT68-SARDI Storage Shed | WT | Waite | WT68 | SARDI Storage Shed | Waite Road | Urrbrae | Owned University Occupied | New
WT69-Arboretum Shed | WT | Waite | WT69 | Arboretum Shed | Waite Road | Urrbrae | Owned University Occupied | New
WT70-Soil & Water Field Laboratory | WT | Waite | WT70 | Soil & Water Field Laboratory | Hartley Grove | Urrbrae | Owned University Occupied | New
WT71-Taylor Building East | WT | Waite | WT71 | Taylor Building East | Paratoo Road East | Urrbrae | Leased University Occupied | New
WT73-Urrbrae House | WT | Waite | WT73 | Urrbrae House | Walter Young Avenue | Urrbrae | Owned University Occupied | New
WT74-Waite Building | WT | Waite | WT74 | Waite Building | Waite Road | Urrbrae | Owned University Occupied | New
WT75-Seed Lab | WT | Waite | WT75 | Seed Lab | Hartley Grove | Urrbrae | Owned University Occupied | New
WT76-Wine Innovation Central | WT | Waite | WT76 | Wine Innovation Central | Paratoo Road East | Urrbrae | Owned University Occupied | New
WT77-Wine Innovation West | WT | Waite | WT77 | Wine Innovation West | Waite Road | Urrbrae | Owned University Occupied | New
WT78-Wine Innovation East | WT | Waite | WT78 | Wine Innovation East | Waite Road | Urrbrae | Owned University Occupied | New
WT79-Woolhouse Library | WT | Waite | WT79 | Woolhouse Library | Hartley Grove | Urrbrae | Owned University Occupied | New
WT80-Agriculture, Food & Wine School Office - West | WT | Waite | WT80 | Agriculture, Food & Wine School Office - West | Hartley Grove | Urrbrae | Owned University Occupied | New
WT81-Agriculture, Food & Wine School Office - East | WT | Waite | WT81 | Agriculture, Food & Wine School Office - East | Hartley Grove | Urrbrae | Owned University Occupied | New
WT82-Workshops | WT | Waite | WT82 | Workshops | Hartley Grove | Urrbrae | Owned University Occupied | New
WT83-Grounds Workshop | WT | Waite | WT83 | Grounds Workshop | Waite Road | Urrbrae | Owned University Occupied | New
WT84-Pump Enclosure - Sports Grounds | WT | Waite | WT84 | Pump Enclosure - Sports Grounds | Claremont Avenue | Urrbrae | Owned University Occupied | New
WT85-Pump Shed - Alverstoke Bore | WT | Waite | WT85 | Pump Shed - Alverstoke Bore | Waite Road | Urrbrae | Owned University Occupied | New
WT86-Pump Shed - Vineyard | WT | Waite | WT86 | Pump Shed - Vineyard | Walter Young Avenue | Urrbrae | Owned University Occupied | New
WT87-Field Storage Shed A | WT | Waite | WT87 | Field Storage Shed A | Waite Road | Urrbrae | Owned University Occupied | New
WT88-Field Storage Shed B | WT | Waite | WT88 | Field Storage Shed B | Waite Road | Urrbrae | Owned University Occupied | New
WT89-Shed - Community Garden | WT | Waite | WT89 | Shed - Community Garden | Claremont Avenue | Urrbrae | Owned University Occupied | New
WT90-Rotunda | WT | Waite | WT90 | Rotunda | Waite Road | Urrbrae | Owned University Occupied | New
WT91-Gardeners Shed - Small | WT | Waite | WT91 | Gardeners Shed - Small | Claremont Avenue | Urrbrae | Owned University Occupied | New
WT92-Gardeners Shed - Large | WT | Waite | WT92 | Gardeners Shed - Large | Claremont Avenue | Urrbrae | Owned University Occupied | New
WT93-Poly Tunnel | WT | Waite | WT93 | Poly Tunnel | Hartley Grove | Urrbrae | Owned University Occupied | New
WT94-Birdproof Enclosure - South | WT | Waite | WT94 | Birdproof Enclosure - South | Waite Road | Urrbrae | Owned University Occupied | New
WT95-Chemical Holding Bay | WT | Waite | WT95 | Chemical Holding Bay | Waite Road | Urrbrae | Owned University Occupied | New
WT97-LAS Carport | WT | Waite | WT97 | LAS Carport | Hartley Grove | Urrbrae | Owned University Occupied | New
WT98-Storage Cage | WT | Waite | WT98 | Storage Cage | Mulyungerie Road | Urrbrae | Owned University Occupied | New
WT99-Feed Store | WT | Waite | WT99 | Feed Store | Mulyungerie Road | Urrbrae | Owned University Occupied | New

## raw_site (hidden)
extract - 2022-06-21
Sites
Site Code | Site Name | Site Name
- | - | -
BL | Booleroo | BL_Booleroo
BP | Buckland Park | BP_Buckland Park
CA | City Accommodation | CA_City Accommodation
CB | Coobowie | CB_Coobowie
CH | Charlick Farm | CH_Charlick Farm
CL | Clare | CL_Clare
CR | Coorong (Salt Creek) | CR_Coorong (Salt Creek)
DH | Dental Hospital | DH_Dental Hospital
DR | Doppler Radar (BOM) | DR_Doppler Radar (BOM)
FM | Flinders Medical Centre | FM_Flinders Medical Centre
FP | Family Practice Unit | FP_Family Practice Unit
GT | Glenthorne Farm | GT_Glenthorne Farm
HR | Hackney Road | HR_Hackney Road
IV | IMVS | IV_IMVS
JL | Joint Library Store | JL_Joint Library Store
KD | Kadina | KD_Kadina
KI | Kangaroo Island | KI_Kangaroo Island
KM | Koonamore Outstation | KM_Koonamore Outstation
KT | Kent Town | KT_Kent Town
LM | Lyell McEwin Hospital | LM_Lyell McEwin Hospital
MA | Maitland | MA_Maitland
MB | Middleback | MB_Middleback
MG | Morgan | MG_Morgan
MH | Modbury Hospital | MH_Modbury Hospital
MI | Minlaton | MI_Minlaton
MR | Mount Rescue | MR_Mount Rescue
NA | North Adelaide | NA_North Adelaide
NH | North Haven | NH_North Haven
NT | North Terrace | NT_North Terrace
NW | National Wine Centre | NW_National Wine Centre
PA | Port Augusta | PA_Port Augusta
PF | Playford | PF_Playford
PL | Port Lincoln | PL_Port Lincoln
PP | Port Pirie | PP_Port Pirie
PR | Paradise Resthaven | PR_Paradise Resthaven
QE | Queen Elizabeth Hospital | QE_Queen Elizabeth Hospital
RA | Lot 14 | RA_Lot 14
RD | Rosedale | RD_Rosedale
RW | Roseworthy | RW_Roseworthy
SA | Saint Andrews Hospital | SA_Saint Andrews Hospital
SF | Stonefield Airfield | SF_Stonefield Airfield
SI | Singapore | SI_Singapore
TB | Thebarton | TB_Thebarton
TW | Two Wells | TW_Two Wells
WA | Wallaroo | WA_Wallaroo
WB | West Beach | WB_West Beach
WC | Women's & Children's Hospital | WC_Women's & Children's Hospital
WE | West End Health Precinct | WE_West End Health Precinct
WH | Whyalla | WH_Whyalla
WI | West Island | WI_West Island
WL | West Lakes | WL_West Lakes
WT | Waite | WT_Waite